## TEMPLATE (hidden)
Version | Custom and Standard v9.0.2 |  |  | kWh Status | 0
Program | Ameren |  |  | Therm Status
Application Name | Custom and Standard |  |  | Incentive Status | ---
|  |  |  | Project Status | Enter Measures
|  |  |  | Progress Status | 0
Menu Designation | Menu Name |  |  | Fast Track Incentive Cap Adjustment | 1
MAIN1 | START |  |  | Ext. Lighting Adj. | 1
M1S1 | Welcome
M1S2 | Incentive Process
M1S3 | Information Links
M1S4 | Standard Measure List & Program Guidelines
M1S5 | Operating Hours Calculator
M1S6 | M1S6
M1S7 | M1S7 |  |  | .
M1S8 | M1S8
MAIN2 | PROJECT INFORMATION
M2S1 | Terms & Conditions and Eligibility
M2S2 | Site Information
M2S3 | Trade Ally / Vendor Information
M2S4 | Payment and Tax Information
M2S5 | Contact Information
M2S6 | M2S6
M2S7 | M2S7
M2S8 | M2S8
MAIN3 | LIGHTING MEASURES |  |  | LIGHTING MEASURES | Baseline kWh | Total kWh Savings | Total kW Savings | Total Cost (Includes ALL Measures) | Original Incentive | Incentivized kWh | Incentivized kW | Incentivized Cost | Eligible Bonus Inc. | Actual Bonus Inc. | Total New Incentive | Bonus Eligible Cost
M3S1 | Interior Linear-LED or Redesign |  |  | Interior Linear-LED or Redesign | 0 | 0 | 0 | 0 | 0 | 0 | 0 | 0 | 0 | 0 | 0 | 0
M3S2 | Interior Fast Track Linear-LED |  |  | Interior Fast Track Linear-LED | 0 | 0 | 0 | 0 | 0 | 0 | 0 | 0 | 0 | 0 | 0 | 0
M3S3 | Interior HID to LED |  |  | Interior HID to LED | 0 | 0 | 0 | 0 | 0 | 0 | 0 | 0 | 0 | 0 | 0 | 0
M3S4 | Exit Signs |  |  | Exit Signs | 0 | 0 | 0 | 0 | 0 | 0 | 0 | 0 | 0 | 0 | 0 | 0
M3S5 | Custom Lighting |  |  | Custom Lighting | 0 | 0 | 0 | 0 | 0 | 0 | 0 | 0 | 0 | 0 | 0 | 0
M3S6 | Occupancy Sensors |  |  | Occupancy Sensors | 0 | 0 | 0 | 0 | 0 | 0 | 0 | 0 | 0 | 0 | 0 | 0
M3S7 | New Load - Lighting Power Density Baseline |  |  | New Load - Lighting Power Density Baseline | 0 | 0 | 0 | 0 | 0 | 0 | 0 | 0 |  |  | 0
M3S8 | New Load - LPD-Exempt Baseline |  |  | New Load - LPD-Exempt Baseline | 0 | 0 | 0 | 0 | 0 | 0 | 0 | 0 |  |  | 0
MAIN4 | STANDARD MEASURES |  |  | STANDARD MEASURES
M4S1 | HVAC Equipment |  |  | HVAC Equipment |  | 0 | 0 | 0 | 0 | 0 | 0 | 0 | 0 | 0 | 0 | 0
M4S2 | Refrigeration |  |  | Refrigeration |  | 0 | 0 | 0 | 0 | 0 | 0 | 0 |  |  | 0
M4S3 | Commercial Cooking |  |  | Commercial Cooking |  | 0 | 0 | 0 | 0 | 0 | 0 | 0 |  |  | 0
M4S4 | Water Heating |  |  | Water Heating |  | 0 | 0 | 0 | 0 | 0 | 0 | 0 |  |  | 0
M4S5 | VFDs |  |  | VFDs |  | 0 | 0 | 0 | 0 | 0 | 0 | 0 | 0 | 0 | 0 | 0
M4S6 | Compressed Air |  |  | Compressed Air |  | 0 | 0 | 0 | 0 | 0 | 0 | 0 |  |  | 0
M4S7 | High Volume, Low Speed Fans |  |  | High Volume, Low Speed Fans |  | 0 | 0 | 0 | 0 | 0 | 0 | 0 | 0 | 0 | 0 | 0
M4S8 | M4S8 |  |  | CUSTOM MEASURES
MAIN5 | CUSTOM MEASURES |  |  | HVAC | 0 | 0 | 0 | 0 | 0 | 0 | 0 | 0 | 0 | 0 | 0 | 0
M5S1 | HVAC |  |  | Lighting Controls | 0 | 0 | 0 | 0 | 0 | 0 | 0 | 0 | 0 | 0 | 0 | 0
M5S2 | Lighting Controls |  |  | Commercial Cooking / Water Heating | 0 | 0 | 0 | 0 | 0 | 0 | 0 | 0 |  |  | 0
M5S3 | Commercial Cooking / Water Heating |  |  | Motor / VFD / Pump | 0 | 0 | 0 | 0 | 0 | 0 | 0 | 0 | 0 | 0 | 0 | 0
M5S4 | Motor / VFD / Pump |  |  | Compressed Air | 0 | 0 | 0 | 0 | 0 | 0 | 0 | 0 |  |  | 0
M5S5 | Compressed Air |  |  | Refrigeration | 0 | 0 | 0 | 0 | 0 | 0 | 0 | 0 |  |  | 0
M5S6 | Refrigeration |  |  | Miscellaneous | 0 | 0 | 0 | 0 | 0 | 0 | 0 | 0 |  |  | 0
M5S7 | Miscellaneous |  |  | M5S8
M5S8 | M5S8 |  |  | Total Interior Lighting | 0 | 0 | 0 | 0 | 0 | 0 | 0 | 0 |  |  | 30 | 0 | CB Ratio | Payback
MAIN6 | APPLICATION REVIEW |  |  | Total Standard Electric | 0 | 0 | 0 | 0 | 0 | 0 | 0 | 0 |  |  | 0 | 0 | NA | NA
M6S1 | Project Summary |  |  | Total Custom Electric | 0 | 0 | 0 | 0 | 0 | 0 | 0 | 0 |  |  | 0 | 0 | NA | NA
M6S2 | Submit Application |  |  | Total Pre Approval | 0 | 0 | 0 | 0 | 0 | 0 | 0 | 0 |  |  | 0 | 0
M6S3 | M5S3 |  |  | Total Fast Track | 0 | 0 | 0 | 0 | 0 | 0 | 0 | 0 |  |  | 0 | 0
M6S4 | Offer Form |  |  | Total ALL | 0 | 0 | 0 | 0 | 0 | 0 | 0 | 0 | 0 | 0 | 0 | 0 | NA | NA
M6S5 | Completion Form | [11 empty] | Actual Bonus Check | 0
M6S6 | Inspection Form | [11 empty] | Bonus Adj | #DIV/0!
M6S7 | Summary Form
M6S8 | M6S8
MAIN7 | FORM7
M7S1 | M7S1
M7S2 | M7S2
M7S3 | M7S3
M7S4 | M7S4
M7S5 | M7S5
M7S6 | M7S6
M7S7 | M7S7
M7S8 | M7S8
|  | Total | Required
0 | Terms & Conditions and Eligibility | 7 | 6
M02S01TB1 | Unassigned
M02S01F01 | Electronic Signature (Account Owner or Authorized Representative)* | 0 | 0 | 0
M02S01F02 | Signatory Title* | 0 | 0 | 0
M02S01F03 | Date Signed* | 0 | 0 | 0
M02S02F43 | Estimated Date of Completion* | 0 | 0 | 0
M02S02F44 | Have you Installed or Purchased Equipment?* | 0 | 0 | 0
M02S01F04 | How Did You Hear About the Program?* | 0 | 0 | 0
M02S01F05 | Other Detail | 0
|  | Total | Required
0 | Site Information | 50 | 39
M02S02F01 | Company Name* | 0 | 0
M02S02F02 | First Name* | 0 | 0
M02S02F03 | Last Name* | 0 | 0
M02S02F04 | Title* | 0 | 0
M02S02F05 | Phone* | 0 | 0
M02S02F06
M02S02F07 | Email* | 0 | 0
M02S02F08 | Company Address* | 0 | 0 | 0
M02S02F09 | City* | 0 | 0 | 0
M02S02F10 | State/ Province* | 0 | 0 | 0
M02S02F11 | Zip/ Postal Code* | 0 | 0 | 0
M02S02F11.1 | Diverse Business Type* | 0 | 0 | 0
M02S02F11.2 | Issued Organization Type* | 0 | 0 | 0
M02S02F11.3 | Certificate Number* | 0 | 0 | 0
M02S02F11.4 | Certificate Issued Date* | 0 | 0 | 0
M02S02F11.5 | Certificate Expiration Date* | 0 | 0 | 0
M02S02F12 | Project Type* | 1 |  | Custom/Standard
M02S02F13 | Project ID* | 0 | 0 | 0
M02S02F14
M02S02F15 | Is Site Location same as Company Location?* | 0 | 0 | 0
M02S02F16 | First Name* | 0 | 0 | 0
M02S02F17 | Last Name* | 0 | 0 | 0
M02S02F18 | Title* | 0 | 0 | 0
M02S02F19 | Phone* | 0 | 0 | 0
M02S02F20
M02S02F21 | Email* | 0 | 0 | 0
M02S02F22 | Site Address* | 0 | 0
M02S02F23 | City* | 0 | 0
M02S02F24 | State* | 1 |  | MO
M02S02F25 | Zip Code* | 0 | 0
M02S02F26 | Building Type* | 0 | 0 | 0
M02S02F27 | Building Ownership* | 0 | 0 | 0
M02S02F28 | Annual Operating Hours* | 0 | 0 | 0
M02S02F29 | Year Built | 0 |  | 0
M02S02F30 | Square Footage* | 0 |  | 0
M02S02F31 | # of Floors | 0 |  | 0
M02S02F32 | Space Conditioning Type* | 0 | 0 | 0
M02S02F33 | Water Heating Type* | 0 | 0 | 0
M02S02F34 | Company Name* | 0 | 0 | 0
M02S02F35 | Electric Utility Rate* ($/kWh) | 0 | 0
M02S02F36 | Rate Class* | 0 | 0 | 0
M02S02F37 | Account Number 1* | 0 | 0 | 0
M02S02F38 | Account Number 2 | 0 |  | 0
M02S02F39 | Account Number 3 | 0 |  | 0
M02S02F40 | Account Number 4 | 0 |  | 0
M02S02F41
M02S02F42 | BizSavers Representative assisting with application completion | 0 |  | 0
M02S02F45 | Project Description* | 0 | 0 | 0
M02S02F46 | Legal Company Name* | 0 | 0 | 0
M02S02F47 | Site Name* | 0 | 0
M02S02F48 | Phone | 0 |  | 0
M02S02F49 | 0 | 0 | 0 | 0
M02S02F50 | Energy Code Baseline* | 0 | 0 | 0
M02S05F01 | Is the Survey Contact the same as the Technical Contact? | 0 |  | 0
|  | Total | Required
0 | Trade Ally / Vendor Information | 17 | 16
M02S03F01 | Is there a Trade Ally or vendor for this project? | 0 | 0 | 0
M02S03F02 | Trade Ally / Vendor Company* | 0 | 0 | 0
M02S03F03 | First Name* | 0 | 0 | 0
M02S03F04 | Last Name* | 0 | 0 | 0
M02S03F05 | Title* | 0 | 0 | 0
M02S03F06 | Primary Phone* | 0 | 0 | 0
M02S03F07 | Secondary Phone | 0 |  | 0
M02S03F08 | Email* | 0 | 0 | 0
M02S03F09 | Mailing Address* | 0 | 0 | 0
M02S03F10 | City* | 0 | 0 | 0
M02S03F11 | State/ Province* | 0 | 0 | 0
M02S03F12 | Zip/ Postal Code* | 0 | 0 | 0
M02S03F13 | Diverse Business Type* | 0 | 0 | 0
M02S03F14 | Issued Organization Type* | 0 | 0 | 0
M02S03F15 | Certificate Number* | 0 | 0 | 0
M02S03F16 | Certificate Issued Date* | 0 | 0 | 0
M02S03F17 | Certificate Expiration Date* | 0 | 0 | 0
M02S03F18 | Contributor Organization | 0 |  | 0
M02S03F19 | First Name | 0 |  | 0
M02S03F20 | Last Name | 0 |  | 0
M02S03F21 | Title | 0 |  | 0
M02S03F22 | Primary Phone | 0 |  | 0
M02S03F23 | Secondary Phone | 0 |  | 0
M02S03F24 | Email | 0 |  | 0
M02S03F25 | Mailing Address | 0 |  | 0
M02S03F26 | City | 0 |  | 0
M02S03F27 | State/ Province | 0 |  | 0
M02S03F28 | Zip/ Postal Code | 0 |  | 0
M02S03F29 | Contributor Organization | 0 |  | 0
M02S03F30 | First Name | 0 |  | 0
M02S03F31 | Last Name | 0 |  | 0
M02S03F32 | Title | 0 |  | 0
M02S03F33 | Primary Phone | 0 |  | 0
M02S03F34 | Secondary Phone | 0 |  | 0
M02S03F35 | Email | 0 |  | 0
M02S03F36 | Mailing Address | 0 |  | 0
M02S03F37 | City | 0 |  | 0
M02S03F38 | State/ Province | 0 |  | 0
M02S03F39 | Zip/ Postal Code | 0 |  | 0
|  | Total | Required
0 | Payment and Tax Information | 20 | 21
M02S04F01 | Payment Type* | 0 | 0 | 0
M02S04F02 | Payee Company Name* | 0 | 0
M02S04F03 | Payee First Name* | 0 | 0 | 0
M02S04F04 | Payee Last Name* | 0 | 0 | 0
M02S04F05 | Phone Number* | 0 | 0 | 0
M02S04F06 | Email* | 0 | 0 | 0
M02S04F06.1 | Bill Credit Account* | 0 | 0
M02S04F07 | Mailing Address* | 0 | 0
M02S04F08 | City* | 0 | 0
M02S04F09 | State/ Province* | 0 | 0
M02S04F10 | Zip/ Postal Code* | 0 | 0
M02S04F11 | Tax Entity* | 0 | 0 | 0
M02S04F12 | Federal Tax ID Number* | 0 | 0 | 0
M02S04F12.1 | Federal Tax ID Number* | 0 | 0 | 0
M06S05CB1 | Check Presentation Affirmative | FALSE
M06S05CB2 | Check Presentation Negative | FALSE
M02S04TB1 | Payment Agreement Checkbox 1* | FALSE | 0
M02S04F13 | Legal Company Name* | 0 | 0
M02S04F14 | Mailing Address* | 0 | 0
M02S04F15 | City* | 0 | 0
M02S04F16 | State/ Province* | 0 | 0
M02S04F17 | Zip/ Postal Code* | 0 | 0
M02S04 | PO Box Permitted | 0 | 0
|  | Total | Required
0 | Measure Data | 2 | 2
M03S01-M03S05 | Total Fast Track Electric | 0 | 0
M03S06-M03S08 | Total Prescriptive Gas
M04S01-M04S02 | Total Pre-Approval Electric | 0 | 0
M04S04 | Total Custom Gas
|  | Total | Required
0 | Submit Application | 3 | 0
M05S02F01 | 0 | 0 | 0 | 0
M05S02F02 | 0 | 0 | 0 | 0
M05S02F03 | 0 | 0 | 0 | 0

## LIGHTPRESCRIP (hidden)
Measure # | Measure Name | Equipment Description | Eff Category | Eff Measure Group | Eff Equip Descr | Base Category | Base Measure Group | Base Equip Descr | TRM Description | TRM Reference No. | Measure Life | Created On | Source | End Use Category | Inc Rate Unit | Savings per Unit kWh | Savings per Unit kW | Inc Rate kWh | Inc Rate kW | Energy Type | Program | Lighting vs Non Lighting | Status | SUTO | Cost Basis | Typical Unit Size | Unit of Measure | Base Desc 1 | Base Desc 2 | Incremental Cost | Base Watt 2 | Eff Desc 1 | Eff Desc 2 | Eff Watt | Eff Watt 22 | Inc Rate SBDI | Measure Category | Measure Validator | Measure # | Inc Rate Unit PA | Inc Rate Unit FT | Base Watt 1 | Base Watt 2 | Eff Watt 1 | Eff Watt 2 | Op Hr 1 | Op Hr 2 | End Use Category | Inc Rate SBDI | Measure Category | Measure Validator | Measure # | Inc Rate Unit | Base Watt 1 | Base Watt 2 | Eff Watt 1 | Op Hr 1 | Op Hr 2 | End Use Category | Inc Rate SBDI |  |  | Measure Category | Measure Validator | Measure # | Inc Rate Unit | Base Watt 1 | Base Watt 2 | Ballast Factor | Eff Watt 1 | Op Hr 1 | Op Hr 2 | End Use Category | Inc Rate SBDI |  | Measure Number | Base Desc 1 | Base Desc 2 | Base Watt 1 | Base Watt 2 | Measure Group | Measure Subgroup 1 | Measure Subgroup 2 | Unit | Order | Source (Standard Wattage Table) | Inc Rate | 0.18
4100211 | ENERGY STAR Vertical Closed Glass Door Freezer 0 < V < 15 | ENERGY STAR Vertical Closed Glass Door Freezer 0 < V < 15 Replacing non-ENERGYSTAR Unit | Refrigeration | ENERGY STAR Freezer | ENERGY STAR Vertical Closed Glass Door Freezer 0 < V < 15 | Refrigeration | Non ENERGY STAR Unit | non-ENERGY STAR Vertical Closed Glass Door Freezer 0 < V < 15 |  | 801900 | 12 | 2019-03-01 | MEEIA 2019-2021 Ameren Missouri | Refrigeration | 105 | 558.83 | 0.2298 | 0.050207 | 369.8789 | Electric | Standard | Non Lighting | Active | O | Total | 1 | Unit | Non-ENERGY STAR Unit | less than 15ft3 | 50 |  | ENERGY STAR Commercial Vertical Glass Door Freezers <15ft3 | less than 15ft3 |  |  | 128 | T12 | T12-LED-Plug and Play (Type A) | 4060812 | 0.18 | 0.4375 | 8 | 10 | 5.5 |  | 0 | 8760 | Lighting | 0.38 | Metal Halide | Metal Halide-LED-LED w/ Existing Ballast | 4060913 | 0.3 | 0 | 2000 | 1000 | 0 | 8760 | Lighting | 0.44 |  |  | Incandescent A-Lamp >40W | Incandescent A-Lamp >40W-LED | 4060411 | 2 | 39 | 999 | 1 | 20 | 0 | 8760 | Lighting | 2 |  | 01 | T12 - 2 ft - 1 Lamp | T12 - 2ft - 1 Lamp - 20W Actual | 28 |  | T12 | 2 ft | 1 Lamp | Fixture | 5 | Ameren IL
4100212 | ENERGY STAR Vertical Closed Glass Door Freezer 15 ≤ V < 30 | ENERGY STAR Vertical Closed Glass Door Freezer 15 ≤ V < 30 Replacing non-ENERGYSTAR Unit | Refrigeration | ENERGY STAR Freezer | ENERGY STAR Vertical Closed Glass Door Freezer 15 ≤ V < 30 | Refrigeration | Non ENERGY STAR Unit | non-ENERGY STAR Vertical Closed Glass Door Freezer 15 <= V < 30 |  | 801950 | 12 | 2019-03-01 | MEEIA 2019-2021 Ameren Missouri | Refrigeration | 210 | 974.85 | 0.27202 | 0.07984 | 588.193 | Electric | Standard | Non Lighting | Active | O | Total | 1 | Unit | Non-ENERGY STAR Unit | 15 to 30 ft3 | 100 |  | ENERGY STAR Commercial Vertical Glass Door Freezers 15-30ft3 | 15 to 30 ft3 |  |  | 240 | T8 | T8-LED-Plug and Play (Type A) | 4060712 | 0.18 | 0.4375 | 6 | 9 | 5.5 |  | 0 | 8760 | Lighting | 0.38 | Metal Halide | Metal Halide-LED-Direct Wire LED | 4060912 | 0.35 | 0 | 2000 | 1000 | 0 | 8760 | Lighting | 0.5 |  |  | Halogen A-Lamp >28W | Halogen A-Lamp >28W-LED | 4060340 | 2 | 27 | 999 | 1 | 20 | 0 | 8760 | Lighting | 2 |  | 01 | T12 - 2 ft - 2 Lamp | T12 - 2ft - 2 Lamp - 40W Actual | 56 |  | T12 | 2 ft | 2 Lamp | Fixture | 6 | ComEd
4100213 | ENERGY STAR Vertical Closed Glass Door Freezer 30 ≤ V < 50 | ENERGY STAR Vertical Closed Glass Door Freezer 30 ≤ V < 50 Replacing non-ENERGYSTAR Unit | Refrigeration | ENERGY STAR Freezer | ENERGY STAR Vertical Closed Glass Door Freezer 30 ≤ V < 50 | Refrigeration | Non ENERGY STAR Unit | non-ENERGY STAR Vertical Closed Glass Door Freezer 30 <= V < 50 |  | 801800 | 12 | 2019-03-01 | MEEIA 2019-2021 Ameren Missouri | Refrigeration | 360 | 1579.34 | 0.52517 | 0.069785 | 514.1178 | Electric | Standard | Non Lighting | Active | O | Total | 1 | Unit | Non-ENERGY STAR Unit | 30 to 50ft3 | 300 |  | ENERGY STAR Commercial Vertical Glass Door Freezers 30-50ft3 | 30 to 50ft3 |  |  | 405 | T5 | T5-LED-Plug and Play (Type A) | 4060612 | 0.23 | 1.4375 | 6 | 8 | 3.5 |  | 0 | 8760 | Lighting | 0.38 | Metal Halide | Metal Halide-LED-New Fixture | 4060911 | 0.5 | 0 | 2000 | 1000 | 0 | 8760 | Lighting | 0.63 |  |  | Halogen MR-16 35-50W | Halogen MR-16 35-50W-LED | 4060320 | 5.5 | 34 | 51 | 1 | 13 | 0 | 8760 | Lighting | 5.5 |  | 01 | T12 - 2 ft - 3 Lamp | T12 - 2ft - 3 Lamp - 60W Actual | 62 |  | T12 | 2 ft | 3 Lamp | Fixture | 7 | ComEd
4100214 | ENERGY STAR Vertical Closed Glass Door Freezer 50 ≤ V | ENERGY STAR Vertical Closed Glass Door Freezer 50 ≤ V Replacing non-ENERGYSTAR Unit | Refrigeration | ENERGY STAR Freezer | ENERGY STAR Vertical Closed Glass Door Freezer 50 ≤ V | Refrigeration | Non ENERGY STAR Unit | non-ENERGY STAR Vertical Closed Glass Door Freezer 50 <= V |  | 802050 | 12 | 2019-03-01 | MEEIA 2019-2021 Ameren Missouri | Refrigeration | 570 | 3149.19 | 0.96619 | 0.059989 | 441.9442 | Electric | Standard | Non Lighting | Active | O | Total | 1 | Unit | Non-ENERGY STAR Unit | more than 50ft3 | 500 |  | ENERGY STAR Commercial Vertical Glass Door Freezers >50ft3 | more than 50ft3 |  |  | 641 | T5HO | T5HO-LED-Plug and Play (Type A) | 4060612 | 0.23 | 1.4375 | 12 | 14 | 7.5 |  | 0 | 8760 | Lighting | 0.23 | Metal Halide | Metal Halide-LED-New Fixture w/ Network Controls | 4060910 | 0.6 | 0 | 2000 | 1000 | 0 | 8760 | Lighting | 0.6 |  |  | Incandescent PAR | Incandescent PAR-BR/R-LED |  | 5.5 | 47 | 999 | 1 | 14 | 0 | 8760 | Lighting | 5.5 |  | 01 | T12 - 2 ft - 4 Lamp | T12 - 2ft - 4 Lamp - 80W Actual | 112 |  | T12 | 2 ft | 4 Lamp | Fixture | 8 | ComEd
4100222 | ENERGY STAR Vertical Closed Solid Door Freezer 15 ≤ V < 30 | ENERGY STAR Vertical Closed Solid Door Freezer 15 ≤ V < 30 Replacing non-ENERGYSTAR Unit | Refrigeration | ENERGY STAR Freezer | ENERGY STAR Vertical Closed Solid Door Freezer 15 ≤ V < 30 | Refrigeration | Non ENERGY STAR Unit | non-ENERGY STAR Vertical Closed Solid Door Freezer 15 <= V < 30 |  | 801750 | 12 | 2019-03-01 | MEEIA 2019-2021 Ameren Missouri | Refrigeration | 90 | 575.27 | 0.11796 | 0.080552 | 593.4387 | Electric | Standard | Non Lighting | Active | O | Total | 1 | Unit | Non-ENERGY STAR Unit | 15 to 30 ft3 | 350 |  | ENERGY STAR Commercial Vertical Solid Door Freezers 15-30ft3 | 15 to 30 ft3 |  |  | 105 | T12 | T12-LED-Type A/B Hybrid | 4060813 | 0.18 | 0.4375 | 8 | 10 | 5.5 |  | 0 | 8760 | Lighting | 0.38 | Mercury Vapor | Mercury Vapor-LED-LED w/ Existing Ballast | 4060913 | 0.3 | 0 | 2000 | 1000 | 0 | 8760 | Lighting | 0.44 |  |  | Incandescent PAR | Incandescent PAR-PAR-LED |  | 5.5 | 47 | 999 | 1 | 20 | 0 | 8760 | Lighting | 5.5 |  | 01 | T12 - 3 ft - 1 Lamp | T12 - 3ft - 1 Lamp - 30W Actual | 37 |  | T12 | 3 ft | 1 Lamp | Fixture | 9 | ComEd
4100223 | ENERGY STAR Vertical Closed Solid Door Freezer 30 ≤ V < 50 | ENERGY STAR Vertical Closed Solid Door Freezer 30 ≤ V < 50 Replacing non-ENERGYSTAR Unit | Refrigeration | ENERGY STAR Freezer | ENERGY STAR Vertical Closed Solid Door Freezer 30 ≤ V < 50 | Refrigeration | Non ENERGY STAR Unit | non-ENERGY STAR Vertical Closed Solid Door Freezer 30 <= V < 50 |  | 801800 | 12 | 2019-03-01 | MEEIA 2019-2021 Ameren Missouri | Refrigeration | 160 | 1117.67 | 0.23456 | 0.070023 | 515.8688 | Electric | Standard | Non Lighting | Active | O | Total | 1 | Unit | Non-ENERGY STAR Unit | 30 to 50ft3 | 500 |  | ENERGY STAR Commercial Vertical Solid Door Freezers 30-50ft3 | 30 to 50ft3 |  |  | 182 | T8 | T8-LED-Type A/B Hybrid | 4060713 | 0.18 | 0.4375 | 6 | 9 | 5.5 |  | 0 | 8760 | Lighting | 0.38 | Mercury Vapor | Mercury Vapor-LED-Direct Wire LED | 4060912 | 0.35 | 0 | 2000 | 1000 | 0 | 8760 | Lighting | 0.5 |  |  | Incandescent BR/R | Incandescent BR/R-BR/R-LED |  | 5.5 | 44 | 999 | 1 | 14 | 0 | 8760 | Lighting | 5.5 |  | 01 | T12 - 3 ft - 2 Lamp | T12 - 3ft - 2 Lamp - 60W Actual | 74 |  | T12 | 3 ft | 2 Lamp | Fixture | 10 | ComEd
4100224 | ENERGY STAR Vertical Closed Solid Door Freezer 50 ≤ V | ENERGY STAR Vertical Closed Solid Door Freezer 50 ≤ V Replacing non-ENERGYSTAR Unit | Refrigeration | ENERGY STAR Freezer | ENERGY STAR Vertical Closed Solid Door Freezer 50 ≤ V | Refrigeration | Non ENERGY STAR Unit | non-ENERGY STAR Vertical Closed Solid Door Freezer 50 <= V |  | 80150 | 12 | 2019-03-01 | MEEIA 2019-2021 Ameren Missouri | Refrigeration | 300 | 1504.46 | 0.50997 | 0.059888 | 441.2035 | Electric | Standard | Non Lighting | Active | O | Total | 1 | Unit | Non-ENERGY STAR Unit | more than 50ft3 | 600 |  | ENERGY STAR Commercial Vertical Solid Door Freezers >50ft3 | more than 50ft3 |  |  | 338 | T5 | T5-LED-Type A/B Hybrid | 4060613 | 0.23 | 1.4375 | 6 | 8 | 3.5 |  | 0 | 8760 | Lighting | 0.38 | Mercury Vapor | Mercury Vapor-LED-New Fixture | 4060911 | 0.5 | 0 | 2000 | 1000 | 0 | 8760 | Lighting | 0.63 |  |  | Incandescent BR/R | Incandescent BR/R-PAR-LED |  | 5.5 | 44 | 999 | 1 | 20 | 0 | 8760 | Lighting | 5.5 |  | 01 | T12 - 3 ft - 3 Lamp | T12 - 3ft - 3 Lamp - 90W Actual | 111 |  | T12 | 3 ft | 3 Lamp | Fixture | 11 | ComEd
4100101 | Anti-Sweat Heater Controls for Freezer | Anti-Sweat Heater Controls Replacing No Controls | Refrigeration | Anti-Sweat Heater Controls | Anti-Sweat Heater Controls | Refrigeration | No Controls | No Controls |  | 802150 | 12 | 2019-03-01 | MEEIA 2019-2021 Ameren Missouri | Refrigeration | 90 | 770.93 | 0.18554 | 0.049744 | 366.4964 | Electric | Standard | Non Lighting | Active | O | Total | 1 | Controller | No Anti-Sweat Heater Control |  | 150 |  | Anti-Sweat Heater Controls - Freezer |  |  |  | 102 | T5HO | T5HO-LED-Type A/B Hybrid | 4060613 | 0.23 | 1.4375 | 12 | 14 | 7.5 |  | 0 | 8760 | Lighting | 0.23 | Mercury Vapor | Mercury Vapor-LED-New Fixture w/ Network Controls | 4060910 | 0.6 | 0 | 2000 | 1000 | 0 | 8760 | Lighting | 0.6 |  |  | Halogen PAR >48W | Halogen PAR >48W-LED | 4060330 | 5.5 | 47 | 999 | 1 | 20 | 0 | 8760 | Lighting | 5.5 |  | 01 | T12 - 3 ft - 4 Lamp | T12 - 3ft - 4 Lamp - 120W Actual | 148 |  | T12 | 3 ft | 4 Lamp | Fixture | 12 | ComEd
4100102 | Anti-Sweat Heater Controls for Refrigerator | Anti-Sweat Heater Controls Replacing No Controls | Refrigeration | Anti-Sweat Heater Controls | Anti-Sweat Heater Controls | Refrigeration | No Controls | No Controls |  | 802200 | 12 | 2019-03-01 | MEEIA 2019-2021 Ameren Missouri | Refrigeration | 65 | 668.14 | [8 empty] | Total | 1 | Controller | No Anti-Sweat Heater Control |  | 150 |  | Anti-Sweat Heater Controls - Refrigerator |  |  |  | 75 | T12 | T12-LED-Direct Wire (Type B) | 4060814 | 0.28 | 0.875 | 8 | 10 | 5.5 |  | 0 | 8760 | Lighting | 0.5 | High Pressure Sodium | High Pressure Sodium-LED-LED w/ Existing Ballast | 4060913 | 0.3 | 0 | 2000 | 1000 | 0 | 8760 | Lighting | 0.44 |  |  | Halogen PAR >48W | Halogen PAR >48W-LED | 4060330 | 5.5 | 47 | 999 | 1 | 20 | 0 | 8760 | Lighting | 5.5 |  | 01 | T12 - 4 ft - 1 Lamp | T12 - 4ft - 1 Lamp - 40W Actual | 48 |  | T12 | 4 ft | 1 Lamp | Fixture | 13 | ComEd
4100311 | ENERGY STAR Vertical Closed Solid Door Refrigerator 0 < V <= 15 | <15 cubic ft ENERGY STAR Commercial Vertical Solid Door Refrigerator Replacing Non ENERGY STAR Unit | Refrigeration | ENERGY STAR Refrigerator | <15 cubic ft ENERGY STAR Commercial Solid Door Refrigerator | Refrigeration | Non ENERGY STAR Unit | Non ENERGY STAR Unit |  | 801250 | 12 | 2019-03-01 | MEEIA 2019-2021 Ameren Missouri | Refrigeration | 35 | 329.82 | [8 empty] | Total | 1 | Unit | Non-ENERGY STAR Unit | less than 15ft3 | 150 |  | ENERGY STAR Commercial Vertical Solid Door Refrigerators <15ft3 |  |  |  | 42 | T8 | T8-LED-Direct Wire (Type B) | 4060714 | 0.28 | 0.875 | 6 | 9 | 5.5 |  | 0 | 8760 | Lighting | 0.5 | High Pressure Sodium | High Pressure Sodium-LED-Direct Wire LED | 4060912 | 0.35 | 0 | 2000 | 1000 | 0 | 8760 | Lighting | 0.5 |  |  | Halogen BR/R >45W | Halogen BR/R >45W-LED | 4060310 | 5.5 | 44 | 999 | 1 | 14 | 0 | 8760 | Lighting | 5.5 |  | 01 | T12 - 4 ft - 2 Lamp | T12 - 4ft - 2 Lamp - 80W Actual | 82 |  | T12 | 4 ft | 2 Lamp | Fixture | 14 | ComEd
4100310 | ENERGY STAR Horizontal Closed Solid Door Refrigerator | ENERGY STAR Horizontal Closed Solid Door Refrigerator Replacing Non ENERGY STAR Unit | Refrigeration | ENERGY STAR Refrigerator | ENERGY STAR Commercial Solid Door Refrigerator | Refrigeration | Non ENERGY STAR Unit | Non ENERGY STAR Unit |  | 801650 | 12 | 2019-03-01 | MEEIA 2019-2021 Ameren Missouri | Refrigeration | 85 | 290.01 | [8 empty] | Total | 1 | Unit | Non-ENERGY STAR Unit | Any Volume | 80 |  | ENERGY STAR Commercial Horizontal Solid Door Refrigerator |  |  |  | 135 | T5 | T5-LED-Direct Wire (Type B) | 4060614 | 0.35 | 2.25 | 6 | 8 | 3.5 |  | 0 | 8760 | Lighting | 0.5 | High Pressure Sodium | High Pressure Sodium-LED-New Fixture | 4060911 | 0.5 | 0 | 2000 | 1000 | 0 | 8760 | Lighting | 0.63 |  |  | Halogen BR/R >45W | Halogen BR/R >45W-LED | 4060310 | 5.5 | 44 | 999 | 1 | 14 | 0 | 8760 | Lighting | 5.5 |  | 01 | T12 - 4 ft - 3 Lamp | T12 - 4ft - 3 Lamp - 120W Actual | 122 |  | T12 | 4 ft | 3 Lamp | Fixture | 15 | ComEd
4100312 | ENERGY STAR Horizontal Closed Glass Dorr Refrigerator | ENERGY STAR Horizontal Closed Glass Door Refrigerator Replacing Non ENERGY STAR Unit | Refrigeration | ENERGY STAR Refrigerator | ENERGY STAR Commercial Glass Door Refrigerator | Refrigeration | Non ENERGY STAR Unit | Non ENERGY STAR Unit |  |  | 12 |  |  | Refrigeration | 50 | 172.4 | [8 empty] | Total | 1 | Unit | Non-ENERGY STAR Unit | Any Volume | 80 |  | ENERGY STAR Commercial Horizontal Glass Door Refrigerator |  |  |  |  | T5HO | T5HO-LED-Direct Wire (Type B) | 4060614 | 0.35 | 2.25 | 12 | 14 | 7.5 |  | 0 | 8760 | Lighting | 0.35 | High Pressure Sodium | High Pressure Sodium-LED-New Fixture w/ Network Controls | 4060910 | 0.6 | 0 | 2000 | 1000 | 0 | 8760 | Lighting | 0.6 |  |  | Exit Sign Incandescent | Exit Sign Incandescent | 4060410 | 16 | 1 | 50 | 0 | 5 | 8500 | 8760 | Lighting | 20 |  | 01 | T12 - 4 ft - 4 Lamp | T12 - 4ft - 4 Lamp - 164W Actual | 164 |  | T12 | 4 ft | 4 Lamp | Fixture | 16 | ComEd
[37 empty] | T12 | T12-LED-External Driver (Type C) | 4060815 | 0.28 | 0.875 | 8 | 10 | 5.5 |  | 0 | 8760 | Lighting | 0.5 |  |  |  | #N/A | 0 | 2000 | 1000 | 0 | 8760 | Lighting |  |  |  | Exit Sign CFL/ Incandescent | Exit Sign CFL/ Incandescent | 4060510 | 16 | 1 | 50 | 0 | 5 | 8500 | 8760 | Lighting | 20 |  | 01 | T12 - 4 ft - 6 Lamp | T12 - 4ft - 6 Lamp - 240W Actual | 258 |  | T12 | 4 ft | 6 lamp | Fixture | 17 | ComEd
Measure # | Measure Name | Equipment Description | Eff Category | Eff Measure Group | Eff Equip Descr | Base Category | Base Measure Group | Base Equip Descr | TRM Description | TRM Reference No. | Measure Life | Created On | Source | End Use Category | Inc Rate Unit | Savings per Unit kWh | Savings per Unit kW | Inc Rate kWh | Inc Rate kW | Energy Type | Program | Lighting vs Non Lighting | Status | SUTO | Cost Basis | Typical Unit Size | Unit of Measure | Base Desc 1 | Base Desc 2 | Incremental Cost | Base Watt 2 | Eff Desc 1 | Eff Desc 2 | Eff Watt | Eff Watt 22 |  | T8 | T8-LED-External Driver (Type C) | 4060715 | 0.28 | 0.875 | 6 | 9 | 5.5 |  | 0 | 8760 | Lighting | 0.5 | [13 empty] | CFL CFL |  |  | #N/A | 1 | 200 |  | 200 | 0 | 8760 |  |  |  | 01 | T12 - 5 ft - 1 Lamp | T12 - 5ft - 1 Lamp - 72W Actual | 72 |  | T12 | 5 ft | 1 Lamp | Fixture | 18 | Xcel
4120211 | Water Heater 2.9 to 14.6 kW (10 to 50 MBH) - Heat Pump Replacing Electric Resistance | Heat Pump Water Heater Replacing Water Heater w/ 98% Efficiency 2.9-14.6 kW (10 to 50 MBH) | Water Heating | Heat Pump Water Heater | Heat Pump Water Heater | Water Heating | Water Heater w/ 98% Efficiency 2.9-14.6 kW (10 to 50 MBH) | Electric Resistance Commercial Water Heater w/ 98% Efficiency 2.9-14.6 kW (10 to 50 MBH) |  | 802250 | 15 | 2016-03-27 | MEEIA 2016-2018 Ameren Missouri 100S v1.0 | Water Heating | 1400 | 18785.38 | 3.8325 | 0.049962 | 275.7988 | Electric | Standard | Non Lighting | Active | O | Total | 1 | Unit | Water Heater w/ 98% Efficiency 2.9-14.6 kW (10 to 50 MBH) |  | 4000 |  | Heat Pump Water Heater 2.9-14.6 kW (10 to 50 MBH) |  |  |  |  | T5 | T5-LED-External Driver (Type C) | 4060615 | 0.35 | 2.25 | 6 | 8 | 3.5 |  | 0 | 8760 | Lighting | 0.5 | Metal Halide | Pulse Start Metal Halide | Mercury Vapor | High Pressure Sodium | [22 empty] | 01 | T12 - 5 ft - 2 Lamp | T12 - 5ft - 2 Lamp - 111W Actual | 111 |  | T12 | 5 ft | 2 Lamp | Fixture | 19 | Xcel
4120212 | Water Heater 14.7 - 29.3 kW (50 to 100 MBH)- Heat Pump Replacing Electric Resistance | Heat Pump Water Heater Replacing Water Heater w/ 98% Efficiency 14.7-29.3 kW (50 to 100 MBH) | Water Heating | Heat Pump Water Heater | Heat Pump Water Heater | Water Heating | Water Heater w/ 98% Efficiency 14.7-29.3 kW (50 to 100 MBH) | Electric Resistance Commercial Water Heater w/ 98% Efficiency 14.7-29.3 kW (50 to 100 MBH) |  | 802300 | 15 | 2016-03-27 | MEEIA 2016-2018 Ameren Missouri 100S v1.0 | Water Heating | 3500 | 48912.79 | 9.5813 | 0.050369 | 278.0427 | Electric | Standard | Non Lighting | Active | O | Total | 1 | Unit | Water Heater w/ 98% Efficiency 14.7-29.3 kW (50 to 100 MBH) |  | 7000 |  | Heat Pump Water Heater 14.7-29.3 kW (50 to 100 MBH) |  |  |  |  | T5HO | T5HO-LED-External Driver (Type C) | 4060615 | 0.35 | 2.25 | 12 | 14 | 7.5 |  | 0 | 8760 | Lighting | 0.35 | 50 | 70 | 40 | 35 | [22 empty] | 01 | T12 - 6 ft - 1 Lamp | T12 - 6ft - 1 Lamp - 80W Actual | 80 |  | T12 | 6 ft | 1 Lamp | Fixture | 20 | Xcel
4120213 | Water Heater 29.4 - 87.9 kW (100 to 300 MBH)- Heat Pump Replacing Electric Resistance | Heat Pump Water Heater Replacing Water Heater w/ 98% Efficiency 29.4-87.9 kW (100 to 300 MBH) | Water Heating | Heat Pump Water Heater | Heat Pump Water Heater | Water Heating | Water Heater w/ 98% Efficiency 29.4-87.9 kW (100 to 300 MBH) | Electric Resistance Commercial Water Heater w/ 98% Efficiency 29.4-87.9 kW (100 to 300 MBH) |  | 802350 | 15 | 2016-03-27 | MEEIA 2016-2018 Ameren Missouri 100S v1.0 | Water Heating | 9000 | 129097.64 | 25.5502 | 0.05 | 276.0055 | Electric | Standard | Non Lighting | Active | O | Total | 1 | Unit | Water Heater w/ 98% Efficiency 29.4-87.9 kW (100 to 300 MBH) |  | 10000 |  | Heat Pump Water Heater 29.4-87.9 kW (100 to 300 MBH) |  |  |  |  | T12 | T12-LED-Retrofit Kit | 4060811 | 0.4 | 0.4 | 8 | 10 | 5.5 |  | 0 | 8760 | Lighting | 0.55 | 70 | 100 | 50 | 50 | [22 empty] | 01 | T12 - 6 ft - 2 Lamp | T12 - 6ft - 2 Lamp - 122W Actual | 122 |  | T12 | 6 ft | 2 Lamp | Fixture | 21 | Xcel
4120214 | Water Heater 88 - 146.5 kW (300 to 500 MBH) - Heat Pump Replacing Electric Resistance | Heat Pump Water Heater Replacing Water Heater w/ 98% Efficiency 88-146.5 kW (300 to 500 MBH) | Water Heating | Heat Pump Water Heater | Heat Pump Water Heater | Water Heating | Water Heater w/ 98% Efficiency 88-146.5 kW (300 to 500 MBH) | Electric Resistance Commercial Water Heater w/ 98% Efficiency 88-146.5 kW (300 to 500 MBH) |  | 802400 | 15 | 2016-03-27 | MEEIA 2016-2018 Ameren Missouri 100S v1.0 | Water Heating | 19000 | 255265 | 51.1002 | 0.049631 | 273.9713 | Electric | Standard | Non Lighting | Active | O | Total | 1 | Unit | Water Heater w/ 98% Efficiency 88-146.5 kW (300 to 500 MBH) |  | 14000 |  | Heat Pump Water Heater 88-146.5 kW (300 to 500 MBH) |  |  |  |  | T8 | T8-LED-Retrofit Kit | 4060711 | 0.42 | 0.42 | 6 | 9 | 5.5 |  | 0 | 8760 | Lighting | 0.55 | 100 | 150 | 75 | 70 | [22 empty] | 01 | T12 - 8 ft - 1 Lamp | T12 - 8ft - 1 Lamp - 83W Actual | 83 |  | T12 | 8 ft | 1 Lamp | Fixture | 22 | Ameren IL
4120215 | Water Heater >146.6 kW (>500 MBH) - Heat Pump Replacing Electric Resistance | Heat Pump Water Heater Replacing Water Heater w/ 98% Efficiency >146.6 kW (>500 MBH) | Water Heating | Heat Pump Water Heater | Heat Pump Water Heater | Water Heating | Water Heater w/ 98% Efficiency >146.6 kW (>500 MBH) | Electric Resistance Commercial Water Heater w/ 98% Efficiency >146.6 kW (>500 MBH) |  |  | 15 |  |  | Water Heating | 25000 | 382397.95 | [8 empty] | Total | 1 | Unit | Water Heater w/ 98% Efficiency >146.6 kW (>500 MBH) |  | 18000 |  | Heat Pump Water Heater >146.5 kW (>500 MBH) |  |  |  |  | T5 | T5-LED-Retrofit Kit | 4060611 | 0.42 | 0.42 | 6 | 8 | 3.5 |  | 0 | 8760 | Lighting | 0.55 | 150 | 175 | 100 | 100 | [22 empty] | 01 | T12 - 8 ft - 2 Lamp | T12 - 8ft - 2 Lamp - 138W Actual | 138 |  | T12 | 8 ft | 2 Lamp | Fixture | 23 | Ameren IL
4120216 | Water Heater <=55 gal, medium draw - Heat Pump Replacing Electric Resistance | Heat Pump Water Heater Replacing Water Heater w/ 98% Efficiency, <=55 gal, medium draw |  | Heat Pump Water Heater | Heat Pump Water Heater | Water Heating | Water Heater w/ 98% Efficiency <=55 gal, medium draw | Electric Resistance Commercial Water Heater w/ 98% Efficiency <=55 gal, medium draw |  |  | 15 |  |  | Water Heating | 220 | 3363.29 | [8 empty] | Total | 1 | Unit | Water Heater w/ 98% Efficiency <=55 gal, medium draw |  | 18000 |  | Heat Pump Water Heater <=55 gal, medium draw |  |  |  |  | T5HO | T5HO-LED-Retrofit Kit | 4060611 | 0.42 | 0.42 | 12 | 14 | 7.5 |  | 0 | 8760 | Lighting | 0.42 | 175 | 200 | 175 | 150 | [22 empty] | 01 | T12 - 8 ft - 3 Lamp | T12 - 8ft - 3 Lamp - 221W Actual | 221 |  | T12 | 8 ft | 3 Lamp | Fixture | 24 | Ameren IL
4120217 | Water Heater >55 gal, medium draw - Heat Pump Replacing Electric Resistance | Heat Pump Water Heater Replacing Water Heater w/ 98% Efficiency, >55 gal, medium draw |  | Heat Pump Water Heater | Heat Pump Water Heater | Water Heating | Water Heater w/ 98% Efficiency >55 gal, medium draw | Electric Resistance Commercial Water Heater w/ 98% Efficiency >55 gal, medium draw |  |  | 15 |  |  | Water Heating | 360 | 5044.93 | [8 empty] | Total | 1 | Unit | Water Heater w/ 98% Efficiency >55 gal, medium draw |  | 18000 |  | Heat Pump Water Heater >55 gal, medium draw |  |  |  |  | T12 | T12-LED-Fixture | 4060810 | 0.46 | 0.46 | 8 | 10 | 5.5 |  | 0 | 8760 | Lighting | 0.63 | 250 | 250 | 250 | 200 | [9 empty] | Incandescent | Halogen | Exit Sign |  | Exterior Linear |  | Exterior HID |  | Exterior Incand |  |  |  |  | 01 | T12 - 8 ft - 4 Lamp | T12 - 8ft - 4 Lamp - 276W Actual | 276 |  | T12 | 8 ft | 4 Lamp | Fixture | 25 | Ameren IL
[37 empty] | T8 | T8-LED-Fixture | 4060710 | 0.48 | 0.48 | 6 | 9 | 5.5 |  | 0 | 8760 | Lighting | 0.63 | 400 | 320 | 400 | 250 | [9 empty] | A-Lamp >40W | A-Lamp >28W | CFL/ Incandescent |  | Plug and Play (Type A) |  | LED w/ Existing Ballast |  | A-Lamp |  |  |  |  | 02 | T12 HO- 4 ft - 1 Lamp | T12 HO- 4 ft - 1 Lamp - 60W Actual | 82 |  | T12 | 4 ft | 4 Lamp | Fixture |  | Xcel
[37 empty] | T5 | T5-LED-Fixture | 4060610 | 0.48 | 0.48 | 6 | 8 | 3.5 |  | 0 | 8760 | Lighting | 0.63 | 1000 | 350 | 1000 | 400 | [10 empty] | PAR >48W |  |  | Type A/B Hybrid |  | Direct Wire LED |  | PAR/BR/R Lamp |  |  |  |  | 02 | T12 HO - 4 ft - 2 Lamp | T12 HO - 4 ft - 2 Lamp - 120W Actual | 133 |  | T12 | 4 ft | 4 Lamp | Fixture |  | Xcel
[37 empty] | T5HO | T5HO-LED-Fixture | 4060610 | 0.48 | 0.48 | 12 | 14 | 7.5 |  | 0 | 8760 | Lighting | 0.48 | 1500 | 400 |  | 1000 | [10 empty] | BR/R >45W |  |  | Direct Wire (Type B) |  | New Fixture |  | MR-16 Lamp |  |  |  |  | 02 | T12 HO - 4 ft - 4 Lamp | T12 HO - 4 ft - 4 Lamp - 240W Actual | 263 |  | T12 | 4 ft | 4 Lamp | Fixture |  | Xcel
| No Loss Condensate Drain Replacing Open Valve or Timer Condensate Drain (Reciprocating - Load/Unload) | [35 empty] | T12 | T12-LED-Kit w/ Network Cntrls | 4060817 | 0.52 | 0.52 | 8 | 10 | 5.5 |  | 0 | 8760 | Lighting | 0.52 | 2000 | 1000 | [12 empty] | MR-16 35-50W |  |  | External Driver (Type C) |  |  |  | Integrated Downlight |  |  |  |  | 02 | T12 HO - 8 ft - 1 Lamp | T12 - 8ft - 1 Lamp - HO - 125W Actual | 125 |  | T12 HO | 8 ft | 1 Lamp | Fixture | 26 | Ameren IL
[37 empty] | T8 | T8-LED-Kit w/ Network Cntrls | 4060717 | 0.54 | 0.54 | 6 | 9 | 5.5 |  | 0 | 8760 | Lighting | 0.54 | [17 empty] | Retrofit Kit | [8 empty] | 02 | T12 HO - 8 ft - 2 Lamp | T12 - 8ft - 2 Lamp - HO - 227W Actual | 227 |  | T12 HO | 8 ft | 2 Lamp | Fixture | 27 | Ameren IL
[37 empty] | T5 | T5-LED-Kit w/ Network Cntrls | 4060617 | 0.54 | 0.54 | 6 | 8 | 3.5 |  | 0 | 8760 | Lighting | 0.54 | [13 empty] | Incandescent | CFL | Halogen |  | Fixture | [8 empty] | 02 | T12 HO - 8 ft - 3 Lamp | T12 - 8ft - 3 Lamp - HO - 352W Actual | 352 |  | T12 HO | 8 ft | 3 Lamp | Fixture | 28 | Ameren IL
Measure # | Measure Name | Equipment Description | Eff Category | Eff Measure Group | Eff Equip Descr | Base Category | Base Measure Group | Base Equip Descr | TRM Description | TRM Reference No. | Measure Life | Created On | Source | End Use Category | Inc Rate Unit | Savings per Unit kWh | Savings per Unit kW | Inc Rate kWh | Inc Rate kW | Energy Type | Program | Lighting vs Non Lighting | Status | SUTO | Cost Basis | Typical Unit Size | Unit of Measure | Base Desc 1 | Base Desc 2 | Incremental Cost | Base Watt 2 | Eff Desc 1 | Eff Desc 2 | Eff HP 1 | Eff HP 2 |  | T5HO | T5HO-LED-Kit w/ Network Cntrls | 4060617 | 0.54 | 0.54 | 12 | 14 | 7.5 |  | 0 | 8760 | Lighting | 0.54 | Metal Halide Nominal | Metal Halide Ballast | MH Source | Pulse Start Metal Halide Nominal | Pulse Start Metal Halide Ballast | PS MH Source | Mercury Vapor Nominal | Mercury Vapor Ballast | MV Source | High Pressure Sodium Nominal | High Pressure Sodium Ballast | HPS Source |  | A-Lamp >40W | CFL | A-Lamp >28W | [10 empty] | 02 | T12 HO - 8 ft - 4 Lamp | T12 - 8ft - 3 Lamp - HO - 454W Actual | 454 |  | T12 HO | 8 ft | 4 Lamp | Fixture | 29 | Ameren IL
4080311 | VFD Pump for Chilled Water >= 1 HP | Variable Frequency Drive Pump for Chilled Water >= 1 HP Replacing no Variable Frequency Drive | Cooling | VFD for Pump | Chilled Water Pump w/ Variable Frequency Drive | Cooling | No VFD Installed | Chilled Water Pump w/ No Variable Frequency Drive |  | 803100 | 15 | 2019-03-01 | MEEIA 2019-2021 Ameren Missouri | Cooling | 270 | 1362.32 |  | 0.049962 | 275.7988 | Electric | Standard | Non Lighting | Active | O | Total | 1 | HP | Chilled Water Pump w/ No VFD >= 1 HP |  | 360 |  | Chilled Water Pump w/ VFD >= 1 HP |  | 1 | 9999999 |  | T12 | T12-LED-Fixture w/ Network Cntrl | 4060816 | 0.58 | 0.58 | 8 | 10 | 5.5 |  | 0 | 8760 | Lighting | 0.58 | 32 | 38 | Xcel | 50 | 62 | Xcel | 40 | 50 | Ameren IL | 35 | 46 | Ameren IL |  |  |  | PAR >48W | [10 empty] | 03 | T12 VHO - 8 ft - 1 Lamp | T12 - 8ft - 1 Lamp - VHO - 200W Actual | 200 |  | T12 VHO | 8 ft | 1 Lamp | Fixture | 30 | Ameren IL
4080411 | VFD Pump for Hot Water >= 1 HP | Variable Frequency DrivePump for Hot Water 1 - 75 HP Replacing no Variable Frequency Drive | HVAC | VFD for Pump | Hot Water Pump w/ Variable Frequency Drive | HVAC | No VFD Installed | Hot Water Pump w/ No Variable Frequency Drive |  | 803150 | 15 | 2020-07-01 | MEEIA 2019-2021 Ameren Missouri | HVAC | 250 | 1181.01 |  | 0.050369 | 278.0427 | Electric | Standard | Non Lighting | Active | O | Total | 1 | HP | Hot Water Pump w/ No VFD >= 1 HP |  | 360 |  | Hot Water Pump w/ VFD >= 1 HP |  | 1 | 9999999 |  | T8 | T8-LED-Fixture w/ Network Cntrl | 4060716 | 0.6 | 0.6 | 6 | 9 | 5.5 |  | 0 | 8760 | Lighting | 0.6 | 35 | 48 | Xcel | 70 | 85 | Xcel | 50 | 74 | Ameren IL | 50 | 66 | Ameren IL |  |  |  | BR/R >45W | [10 empty] | 03 | T12 VHO - 8 ft - 2 Lamp | T12 - 8ft - 2 Lamp - VHO - 400W Actual | 390 |  | T12 VHO | 8 ft | 2 Lamp | Fixture | 31 | Ameren IL
4080510 | VFD Pump for Pool | Variable Frequency Drive Pump for Pool Replacing no Variable Frequency Drive | Motors | VFD for Pump | Pool Pump w/ Variable Frequency Drive | Motors | No VFD Installed | Pool Pump w/ No Variable Frequency Drive |  | 802600 | 10 | 2020-07-01 | MEEIA 2019-2021 Ameren Missouri | Motors | 134 | 1747 |  | 0.049781 | 360.8783 | Electric | Standard | Non Lighting | Active | O | Total | 1 | HP | Pool Pump w/ No Variable Frequency Drive |  | 246 |  | Pool Pump w/ Variable Frequency Drive |  | 0 | 1000 |  | T5 | T5-LED-Fixture w/ Network Cntrl | 4060616 | 0.6 | 0.6 | 6 | 8 | 3.5 |  | 0 | 8760 | Lighting | 0.6 | 39 | 48 | Xcel | 100 | 118 | Xcel | 75 | 93 | Ameren IL | 70 | 95 | Ameren IL |  |  |  | MR-16 35-50W | [10 empty] | 03 | T12 VHO - 8 ft - 3 Lamp | T12 - 8ft - 3 Lamp - VHO - 600W Actual | 590 |  | T12 VHO | 8 ft | 3 Lamp | Fixture | 32 | Ameren IL
4080611 | VFD Fan for HVAC >= 1 HP | Variable Frequency Drive Fan for HVAC >= 1 HP Replacing no Variable Frequency Drive | HVAC | VFD for Fan | HVAC Fan w/ Variable Frequency Drive | HVAC | No VFD Installed | HVAC Fan w/ No Variable Frequency Drive |  | 803200 | 15 | 2020-07-01 | MEEIA 2019-2021 Ameren Missouri | HVAC | 200 | 939.75 | [8 empty] | Total |  | HP | HVAC Fan w/ No VFD >= 1 HP |  | 360 |  | HVAC Fan w/ VFD >= 1 HP |  | 1 | 9999999 |  | T5HO | T5HO-LED-Fixture w/ Network Cntrl | 4060616 | 0.6 | 0.6 | 12 | 14 | 7.5 |  | 0 | 8760 | Lighting | 0.6 | 50 | 72 | ComEd | 150 | 173 | Xcel | 100 | 125 | Ameren IL | 100 | 138 | Ameren IL | [14 empty] | 03 | T12 VHO - 8 ft - 4 Lamp | T12 - 8ft - 3 Lamp - VHO - 800W Actual | 780 |  | T12 VHO | 8 ft | 4 Lamp | Fixture | 33 | Ameren IL
4080910 | VFD on Condenser Water Pump >=1 HP | Variable Frequency Drive Pump for Condenser Water Pump >= 1 HP Replacing no Variable Frequency Drive | Cooling | VFD For Pump | Condenser Water Pump w/ Variable Frequency Drive | Cooling | No VFD Installed | Condenser Water Pump w/ No Variable Frequency Drive |  | 803155 | 15 | 2020-07-01 | MEEIA 2019-2021 Ameren Missouri | Cooling | 270 | 1362.32 | [8 empty] | Total |  | HP | Condenser Water Pump w/ No VFD >= 1 HP |  | 360 |  | Condenser Water Pump w/ VFD >= 1 HP |  | 1 | 9999999 |  | Redesign | Redesign-LED-No | 4061000 | 0.48 | 0.48 | [6 empty] | Lighting | 0.48 | 70 | 95 | Ameren IL | 175 | 208 | ComEd | 175 | 205 | Ameren IL | 150 | 188 | Ameren IL |  | Measure Validator | Measure Number | Inc Rate Unit | End Use | [9 empty] | 01 | T12 - U-Tube - 1 Lamp | T12 - U-Tube - 1 Lamp - 51W Actual | 48 |  | T12 | 4 ft | 1 Lamp | Fixture | 34 | Ameren IL
4080612 | VFD On Cooling Tower Fan >= 1 HP | Variable Frequency Drive Pump for Cooling Tower Fan >= 1 HP Replacing no Variable Frequency Drive | HVAC | VFD for Fan | Cooling Tower Fan w/ Variable Frequency Drive | HVAC | No VFD Installed | Cooling Tower Fan w/ No Variable Frequency Drive |  | 803160 | 15 | 2020-07-01 | MEEIA 2019-2021 Ameren Missouri | HVAC | 350 | 1910.3 | [8 empty] | Total |  | HP | Cooling Tower Fan w/ No VFD >= 1 HP |  | 360 |  | Cooling Tower Fan w/ VFD >= 1 HP |  | 1 | 9999999 |  | Redesign with Controls | Redesign-LED-Yes | 4061001 | 0.58 | 0.58 | [6 empty] | Lighting | 0.58 | 100 | 114 | Ameren IL | 200 | 227 | Ameren IL | 250 | 290 | Ameren IL | 200 | 250 | Ameren IL |  | T5-Fixture | 4060620 | 0.1 | Ext Lighting | [9 empty] | 01 | T12 - U-Tube - 2 Lamp | T12 - U-Tube - 2 Lamp - 82W Actual | 72 |  | T12 | 4 ft | 2 Lamp | Fixture | 35 | Ameren IL
[50 empty] | 150 | 190 | ComEd | 250 | 288 | ComEd | 400 | 455 | Ameren IL | 250 | 295 | Ameren IL |  | T5-Retrofit Kit | 4060621 | 0.1 | Ext Lighting | [9 empty] | 01 | T12 - U-Tube - 3 Lamp | T12 - U-Tube - 2 Lamp - 102W Actual | 115 |  | T12 | 4 ft | 3 Lamp | Fixture | 36 | ComEd
Measure # | Measure Name | Equipment Description | Eff Category | Eff Measure Group | Eff Equip Descr | Base Category | Base Measure Group | Base Equip Descr | TRM Description | TRM Reference No. | Measure Life | Created On | Source | End Use Category | Inc Rate Unit | Savings per Unit kWh | Savings per Unit kW | Inc Rate kWh | Inc Rate kW | Energy Type | Program | Lighting vs Non Lighting | Status | SUTO | Cost Basis | Typical Unit Size | Unit of Measure | Base Desc 1 | Base Desc 2 | Incremenal Cost | Base Watt 2 | Eff Desc 1 | Eff Desc 2 | Eff HP 1 | Eff HP 2 |  | T12 | T8 | T5 |  | Redesign LED |  | Efficient Linear LEDs | [6 empty] | 175 | 199 | Ameren IL | 320 | 364 | Ameren IL | 1000 | 1075 | ComEd | 310 | 365 | Xcel |  | T5-Plug and Play (Type A) | 4060622 | 0.1 | Ext Lighting | [10 empty] | ~~~~~~~~~~~~~~~~~~~~~~~~~~~~~ |  | Invalid | [5 empty] | 37
4020715 | No Loss Condensate Drain Replacing Open Valve or Timer Condensate Drain (Reciprocating - Load/Unload) | No-Loss Condensate Drain Replacing Open Valve or Timer Condensate Drain | Compressed Air | Compressed Air Equipment | No Loss Condensate Drain (Reciprocating - Load/Unload) | Compressed Air | Open Valve or Time Condensate Drain | Open Valve or Timer Condensate Drain |  | 804650 | 13 | 2020-02-01 | MEEIA 2019-2021 Ameren Missouri | Air Comp | 240 | 2418.62 | [8 empty] | Total | 1 | Drain | Open Valve or Timer Condensate Drain |  | 778 |  | No Loss Condensate Drain (Reciprocating - Load/Unload) |  | 0 | 9999999 |  | T12 - 2 ft - 1 Lamp | T8 - 2 ft - 1 Lamp | T5 HO - 3 ft - 1 Lamp |  | Linear Tube LED Retrofit |  | Plug and Play (Type A) | [6 empty] | 250 | 284 | Ameren IL | 350 | 398 | Ameren IL |  |  |  | 400 | 465 | Ameren IL |  | T5-Type A/B Hybrid | 4060623 | 0.1 | Ext Lighting | [9 empty] | 04 | T8 - 2 ft - 1 Lamp | T8 - 2ft - 1 Lamp - 18W | 16 |  | T8 | 2 ft | 1 Lamp | Fixture | 38 | ComEd
4020711 | No Loss Condensate Drain Replacing Open Valve or Timer Condensate Drain (Reciprocating - On/Off Control) | No-Loss Condensate Drain Replacing Open Valve or Timer Condensate Drain | Compressed Air | Compressed Air Equipment | No Loss Condensate Drain (Reciprocating - On/Off Control) | Compressed Air | Open Valve or Time Condensate Drain | Open Valve or Timer Condensate Drain |  |  | 13 |  |  | Air Comp | 240 | 3272.26 | [8 empty] | Total | 2 | Drain | Open Valve or Timer Condensate Drain |  | 778 |  | No Loss Condensate Drain (Reciprocating - On/Off Control) |  | 0 | 9999999 |  | T12 - 2 ft - 2 Lamp | T8 - 2 ft - 2 Lamp | T5 HO - 3 ft - 2 Lamp |  | Non-Linear LED Lamp Retrofit |  | Type A/B Hybrid | [6 empty] | 400 | 455 | Ameren IL | 400 | 456 | ComEd |  |  |  | 600 | 665 | Xcel |  | T5-Direct Wire (Type B) | 4060624 | 0.1 | Ext Lighting | [9 empty] | 04 | T8 - 2 ft - 2 Lamp | T8 - 2ft - 2 Lamp - 18W | 32 |  | T8 | 2 ft | 2 Lamp | Fixture | 39 | ComEd
4020717 | No Loss Condensate Drain Replacing Open Valve or Timer Condensate Drain (Screw - Inlet Mod. w/ Blowdown) | No-Loss Condensate Drain Replacing Open Valve or Timer Condensate Drain | Compressed Air | Compressed Air Equipment | No Loss Condensate Drain (Screw - Inlet Mod. w/ Blowdown) | Compressed Air | Open Valve or Time Condensate Drain | Open Valve or Timer Condensate Drain |  |  | 13 |  |  | Air Comp | 240 | 978.12 | [8 empty] | Total | 3 | Drain | Open Valve or Timer Condensate Drain |  | 778 |  | No Loss Condensate Drain (Screw - Inlet Mod. w/ Blowdown) |  | 0 | 9999999 |  | T12 - 2 ft - 3 Lamp | T8 - 2 ft - 3 Lamp | T5 HO - 4 ft - 1 Lamp |  | LED Fixture |  | Direct Wire (Type B) | [6 empty] | 1000 | 1080 | Ameren IL | 450 | 506 | ComEd |  |  |  | 750 | 835 | ComEd |  | T5-External Driver (Type C) | 4060625 | 0.1 | Ext Lighting | [9 empty] | 04 | T8 - 2 ft - 3 Lamp | T8 - 2ft - 3 Lamp - 18W | 48 |  | T8 | 2 ft | 3 Lamp | Fixture | 40 | ComEd
4020716 | No Loss Condensate Drain Replacing Open Valve or Timer Condensate Drain (Screw - Inlet Modulation) | No-Loss Condensate Drain Replacing Open Valve or Timer Condensate Drain | Compressed Air | Compressed Air Equipment | No Loss Condensate Drain (Screw - Inlet Modulation) | Compressed Air | Open Valve or Time Condensate Drain | Open Valve or Timer Condensate Drain |  |  | 13 |  |  | Air Comp | 240 | 978.12 | [8 empty] | Total | 4 | Drain | Open Valve or Timer Condensate Drain |  | 778 |  | No Loss Condensate Drain (Screw - Inlet Modulation) |  | 0 | 9999999 |  | T12 - 2 ft - 4 Lamp | T8 - 2 ft - 4 Lamp | T5 HO - 4 ft - 2 Lamp |  |  |  | External Driver (Type C) | [6 empty] | 1500 | 1610 | ComEd | 750 | 818 | ComEd |  |  |  | 1000 | 1100 | Ameren IL |  | T8-Fixture | 4060720 | 0.1 | Ext Lighting | [9 empty] | 04 | T8 - 2 ft - 4 Lamp | T8 - 2ft - 4 Lamp - 18W | 64 |  | T8 | 2 ft | 4 Lamp | Fixture | 41 | ComEd
4020714 | No Loss Condensate Drain Replacing Open Valve or Timer Condensate Drain (Screw - Load/Unload) | No-Loss Condensate Drain Replacing Open Valve or Timer Condensate Drain | Compressed Air | Compressed Air Equipment | No Loss Condensate Drain (Screw - Load/Unload) | Compressed Air | Open Valve or Time Condensate Drain | Open Valve or Timer Condensate Drain |  |  | 13 |  |  | Air Comp | 240 | 2703.17 | [8 empty] | Total | 5 | Drain | Open Valve or Timer Condensate Drain |  | 778 |  | No Loss Condensate Drain (Screw - Load/Unload) |  | 0 | 9999999 |  | T12 - 3 ft - 1 Lamp | T8 - 3 ft - 1 Lamp | T5 HO - 4 ft - 3 Lamp |  |  |  | Retrofit Kit | [6 empty] | 1650 | 1765 | Xcel | 1000 | 1080 | ComEd | [7 empty] | T8-Retrofit Kit | 4060721 | 0.1 | Ext Lighting | [9 empty] | 04 | T8 - 3 ft - 1 Lamp | T8 - 3ft - 1 Lamp - 25W | 23 |  | T8 | 3 ft | 1 Lamp | Fixture | 42 | ComEd
4020713 | No Loss Condensate Drain Replacing Open Valve or Timer Condensate Drain (Screw - Variable Displacement) | No-Loss Condensate Drain Replacing Open Valve or Timer Condensate Drain | Compressed Air | Compressed Air Equipment | No Loss Condensate Drain (Screw - Variable Displacement) | Compressed Air | Open Valve or Time Condensate Drain | Open Valve or Timer Condensate Drain |  |  | 13 |  |  | Air Comp | 240 | 2720.95 | [8 empty] | Total | 6 | Drain | Open Valve or Timer Condensate Drain |  | 778 |  | No Loss Condensate Drain (Screw - Variable Displacement) |  | 0 | 9999999 |  | T12 - 3 ft - 2 Lamp | T8 - 3 ft - 2 Lamp | T5 HO - 4 ft - 4 Lamp |  |  |  | Kit w/ Network Cntrls | [6 empty] | 2000 | 2140 | Xcel | [10 empty] | T8-Plug and Play (Type A) | 4060722 | 0.1 | Ext Lighting | [9 empty] | 04 | T8 - 3 ft - 2 Lamp | T8 - 3ft - 2 Lamp - 25W | 46 |  | T8 | 3 ft | 2 Lamp | Fixture | 43 | ComEd
4020712 | No Loss Condensate Drain Replacing Open Valve or Timer Condensate Drain (Screw - VFD) | No-Loss Condensate Drain Replacing Open Valve or Timer Condensate Drain | Compressed Air | Compressed Air Equipment | No Loss Condensate Drain (Screw - VFD) | Compressed Air | Open Valve or Time Condensate Drain | Open Valve or Timer Condensate Drain |  |  | 13 |  |  | Air Comp | 240 | 3165.55 | [8 empty] | Total | 7 | Drain | Open Valve or Timer Condensate Drain |  | 778 |  | No Loss Condensate Drain (Screw - VFD) |  | 0 | 9999999 |  | T12 - 3 ft - 3 Lamp | T8 - 3 ft - 3 Lamp | T5 HO - 4 ft - 6 Lamp |  |  |  | Fixture | [19 empty] | T8-Type A/B Hybrid | 4060723 | 0.1 | Ext Lighting | [9 empty] | 04 | T8 - 3 ft - 3 Lamp | T8 - 3ft - 3 Lamp - 25W | 69 |  | T8 | 3 ft | 3 Lamp | Fixture | 44 | ComEd
4020313 | High-Efficiency Air Nozzle Replacing Standard Air Nozzle (Reciprocating - Load/Unload) | High Efficiency Air Nozzle Replacing Standard Air Nozzle | Compressed Air | Compressed Air Equipment | High-Efficiency Air Nozzle (Reciprocating - Load/Unload) | Compressed Air | Inefficient Air Nozzle | Standard Air Nozzle |  | 804960 | 15 | 2020-02-01 | MEEIA 2019-2021 Ameren Missouri | Air Comp | 100 | 1208.54 | [8 empty] | Total | 1 | Nozzle | Standard Air Nozzle |  | 59 |  | High-Efficiency Air Nozzle (Reciprocating - Load/Unload) |  | 0 | 9999999 |  | T12 - 3 ft - 4 Lamp | T8 - 3 ft - 4 Lamp | T5 HO - 4 ft - 8 Lamp |  |  |  | Fixture w/ Network Cntrl | [19 empty] | T8-Direct Wire (Type B) | 4060724 | 0.1 | Ext Lighting | [9 empty] | 04 | T8 - 3 ft - 4 Lamp | T8 - 3ft - 4 Lamp - 25W | 92 |  | T8 | 3 ft | 4 Lamp | Fixture | 45 | ComEd
4020311 | High-Efficiency Air Nozzle Replacing Standard Air Nozzle (Reciprocating - On/Off Control) | High Efficiency Air Nozzle Replacing Standard Air Nozzle | Compressed Air | Compressed Air Equipment | High-Efficiency Air Nozzle (Reciprocating - On/Off Control) | Compressed Air | Inefficient Air Nozzle | Standard Air Nozzle |  |  | 15 |  |  | Air Comp | 100 | 1633.16 | [8 empty] | Total | 1 | Nozzle | Standard Air Nozzle |  | 59 |  | High-Efficiency Air Nozzle (Reciprocating - On/Off Control) |  | 0 | 9999999 |  | T12 - 4 ft - 1 Lamp | T8 - 4 ft - 1 Lamp | T5 HO - 4 ft - 10 Lamp | [10 empty] | Measure Number | Measure Type | Base Condition | Inc Rate Unit | ESF | EUL | End Use | Watt 1 | Inc Rate SBDI |  |  |  |  | T8-External Driver (Type C) | 4060725 | 0.1 | Ext Lighting | [9 empty] | 04 | T8 - 4 ft - 1 Lamp | T8 - 4ft - 1 Lamp - 32W | 32 |  | T8 | 4 ft | 1 Lamp | Fixture | 46 | ComEd
4020314 | High-Efficiency Air Nozzle Replacing Standard Air Nozzle (Screw - Inlet Mod. w/ Blowdown) | High Efficiency Air Nozzle Replacing Standard Air Nozzle | Compressed Air | Compressed Air Equipment | High-Efficiency Air Nozzle (Screw - Inlet Mod. w/ Blowdown) | Compressed Air | Inefficient Air Nozzle | Standard Air Nozzle |  |  | 15 |  |  | Air Comp | 100 | 1208.54 | [8 empty] | Total | 1 | Nozzle | Standard Air Nozzle |  | 59 |  | High-Efficiency Air Nozzle ((Screw - Inlet Mod. w/ Blowdown)) |  | 0 | 9999999 |  | T12 - 4 ft - 2 Lamp | T8 - 4 ft - 2 Lamp | T5 - 2 ft - 1 Lamp |  |  |  | LPD Incentive | 0.48 | [5 empty] | 4060220 | Fixture Mounted Occupancy Sensor Controlling > 60 W | No existing occupancy sensor | 0.09 | 0.24 | 10 | Lighting | 60 | 0.11 |  |  |  |  | T12-Fixture | 4060820 | 0.1 | Ext Lighting | [9 empty] | 04 | T8 - 4 ft - 2 Lamp | T8 - 4ft - 2 Lamp - 64W | 59 |  | T8 | 4 ft | 2 Lamp | Fixture | 47 | ComEd
4020317 | High-Efficiency Air Nozzle Replacing Standard Air Nozzle (Screw - Inlet Modulation) | High Efficiency Air Nozzle Replacing Standard Air Nozzle | Compressed Air | Compressed Air Equipment | High-Efficiency Air Nozzle (Screw - Inlet Modulation) | Compressed Air | Inefficient Air Nozzle | Standard Air Nozzle |  |  | 15 |  |  | Air Comp | 100 | 473.62 | [8 empty] | Total | 1 | Nozzle | Standard Air Nozzle |  | 59 |  | High-Efficiency Air Nozzle (Screw - Inlet Modulation) |  | 0 | 9999999 |  | T12 - 4 ft - 3 Lamp | T8 - 4 ft - 3 Lamp | T5 - 2 ft - 2 Lamp |  |  |  | LPD Measure Number | 4061500 | [5 empty] | 4060221 | Remote Mounted Occupancy Sensor Controlling >150 W | No existing occupancy sensor | 0.09 | 0.24 | 10 | Lighting | 150 | 0.11 |  |  |  |  | T12-Retrofit Kit | 4060821 | 0.1 | Ext Lighting | [9 empty] | 04 | T8 - 4 ft - 3 Lamp | T8 - 4ft - 3 Lamp - 32W | 88 |  | T8 | 4 ft | 3 Lamp | Fixture | 48 | ComEd
4020315 | High-Efficiency Air Nozzle Replacing Standard Air Nozzle (Screw - Load/Unload) | High Efficiency Air Nozzle Replacing Standard Air Nozzle | Compressed Air | Compressed Air Equipment | High-Efficiency Air Nozzle (Screw - Load/Unload) | Compressed Air | Inefficient Air Nozzle | Standard Air Nozzle |  |  | 15 |  |  | Air Comp | 100 | 1192.21 | [8 empty] | Total | 1 | Nozzle | Standard Air Nozzle |  | 59 |  | High-Efficiency Air Nozzle (Screw - Load/Unload) |  | 0 | 9999999 |  | T12 - 4 ft - 4 Lamp | T8 - 4 ft - 4 Lamp | T5 - 4 ft - 1 Lamp |  |  |  | LPDEX Measure Number | 4061501 | [18 empty] | T12-Plug and Play (Type A) | 4060822 | 0.1 | Ext Lighting | [9 empty] | 04 | T8 - 4 ft - 4 Lamp | T8 - 4ft - 4 Lamp - 32W | 114 |  | T8 | 4 ft | 4 Lamp | Fixture | 49 | ComEd
4020316 | High-Efficiency Air Nozzle Replacing Standard Air Nozzle (Screw - Variable Displacement) | High Efficiency Air Nozzle Replacing Standard Air Nozzle | Compressed Air | Compressed Air Equipment | High-Efficiency Air Nozzle (Screw - Variable Displacement) | Compressed Air | Inefficient Air Nozzle | Standard Air Nozzle |  |  | 15 |  |  | Air Comp | 100 | 979.9 | [8 empty] | Total | 1 | Nozzle | Standard Air Nozzle |  | 59 |  | High-Efficiency Air Nozzle (Screw - Variable Displacement) |  | 0 | 9999999 |  | T12 - 4 ft - 6 lamp | T8 - 4 ft - 6 Lamp | T5 - 4 ft - 2 Lamp |  |  |  | NC Provisional Measure | 4110200 | [18 empty] | T12-Type A/B Hybrid | 4060823 | 0.1 | Ext Lighting | [9 empty] | 04 | T8 - 4 ft - 6 Lamp | T8 - 4ft - 6 Lamp - 32W | 175 |  | T8 | 4 ft | 6 Lamp | Fixture | 50 | ComEd
4020712 | High-Efficiency Air Nozzle Replacing Standard Air Nozzle (Screw - VFD) | High Efficiency Air Nozzle Replacing Standard Air Nozzle | Compressed Air | Compressed Air Equipment | High-Efficiency Air Nozzle (Screw - VFD) | Compressed Air | Inefficient Air Nozzle | Standard Air Nozzle |  |  | 15 |  |  | Air Comp | 100 | 1584.17 | [8 empty] | Total | 1 | Nozzle | Standard Air Nozzle |  | 59 |  | High-Efficiency Air Nozzle (Screw - VFD) |  | 0 | 9999999 |  | T12 - 5 ft - 1 Lamp | T8 - 4 ft - 6 L High Bay | T5 - 4 ft - 3 Lamp | [23 empty] | T12-Direct Wire (Type B) | 4060824 | 0.1 | Ext Lighting | [9 empty] | 04 | T8 - 4 ft - 6 L High Bay | T8 - 4ft - 6 Lamp - 32W HBF | 221 |  | T8 | 4 ft | 6 Lamp | Fixture | 51 | Ameren IL
4020811 | VFD Compressor Replacing Modulating Compressor with Blowdown 5-39 HP | VFD Air Compressor 5-40 hp | Compressed Air | Compressed Air Equipment | VFD Air Compressor 5-40 hp | Compressed Air | Compressor w/out VFD | Modulating or Load/Unload Compressor 5-40 hp |  | 805000 | 10 | 2020-07-01 | MEEIA 2019-2021 Ameren Missouri | Air Comp | 120 | 949.38 | [8 empty] | Total | 1 | HP | Modulating Compressor with Blow-Down |  | 202.29 |  | VFD Air Compressor 5-39 HP |  | 5 | 39 |  | T12 - 5 ft - 2 Lamp | T8 - 4 ft - 8 L High Bay | T5 - 4 ft - 4 Lamp | [23 empty] | T12-External Driver (Type C) | 4060825 | 0.1 | Ext Lighting | [9 empty] | 04 | T8 - 4 ft - 8 L High Bay | T8 - 4ft - 8 Lamp - 32W HBF | 292 |  | T8 | 4 ft | 8 Lamp | Fixture | 52 | Ameren IL
4020813 | VFD Compressor Replacing Modulating Compressor with Blowdown 39-49 HP | VFD Air Compressor 40-50 hp | Compressed Air | Compressed Air Equipment | VFD Air Compressor 40-50 hp | Compressed Air | Compressor w/out VFD | Modulating or Load/Unload Compressor 40-50 hp |  |  | 10 | 2024-01-01 |  | Air Comp | 120 | 949.38 | [8 empty] | Total | 1 | HP | Modulating Compressor with Blow-Down |  | 202.29 |  | VFD Air Compressor 40-49 HP |  | 40 | 49 |  | T12 - 6 ft - 1 Lamp | T8 - 5 ft - 1 Lamp | T5 - 4 ft - 6 Lamp | [23 empty] | HID-New Fixture | 4060921 | 0.1 | Ext Lighting | [9 empty] | 04 | T8 - 5 ft - 1 Lamp | T8 - 5ft - 1 Lamp - 40W | 39 |  | T8 | 5 ft | 1 Lamp | Fixture | 53 | Xcel
4020812 | VFD Compressor Replacing Modulating Compressor with Blowdown 50-200 HP | VFD Air Compressor 50-200 hp | Compressed Air | Compressed Air Equipment | VFD Air Compressor 50-200 hp | Compressed Air | Compressor w/out VFD | Modulating or Load/Unload Compressor 50-200 hp |  |  | 10 |  |  | Air Comp | 107 | 1052.02 | [8 empty] | Total | 1 | HP | Modulating Compressor with Blow-Down |  | 202.29 |  | VFD Air Compressor 50-200 HP |  | 50 | 200 |  | T12 - 6 ft - 2 Lamp | T8 - 5 ft - 2 Lamp | T5 - 4 ft - 8 Lamp | [23 empty] | HID-Direct Wire LED | 4060922 | 0.1 | Ext Lighting | [9 empty] | 04 | T8 - 5 ft - 2 Lamp | T8 - 5ft - 2 Lamp - 40W | 75 |  | T8 | 5 ft | 2 Lamp | Fixture | 54 | Xcel
[37 empty] | T12 - 8 ft - 1 Lamp | T8 - 5 ft - 3 Lamp | T5 - 5 ft - 1 Lamp | [23 empty] | HID-LED w/ Existing Ballast | 4060923 | 0.1 | Ext Lighting | [9 empty] | 04 | T8 - 5 ft - 3 Lamp | T8 - 5ft - 3 Lamp - 40W | 107 |  | T8 | 5 ft | 3 Lamp | Fixture | 55 | Xcel
[37 empty] | T12 - 8 ft - 2 Lamp | T8 - 5 ft - 4 Lamp | T5 - 5 ft - 2 Lamp | [23 empty] | Halogen | 4060350 | 0.1 | Ext Lighting | [9 empty] | 04 | T8 - 5 ft - 4 Lamp | T8 - 5ft - 4 Lamp - 40W | 116 |  | T8 | 5 ft | 4 Lamp | Fixture | 56 | Xcel
[37 empty] | T12 - 8 ft - 3 Lamp | T8 - 6 ft - 1 Lamp |  |  |  | 0.375 | [20 empty] | Incandescent | 4060420 | 0.1 | Ext Lighting | [9 empty] | 04 | T8 - 6 ft - 1 Lamp | T8 - 6ft - 1 Lamp - 46W | 50 |  | T8 | 6 ft | 1 Lamp | Fixture | 57 | Xcel
[37 empty] | T12 - 8 ft - 4 Lamp | T8 - 6 ft - 2 Lamp | [24 empty] | CFL | 4060520 | 0.1 | Ext Lighting | [9 empty] | 04 | T8 - 6 ft - 2 Lamp | T8 - 6ft - 2 Lamp - 46W | 88 |  | T8 | 6 ft | 2 Lamp | Fixture | 58 | Xcel
[37 empty] | T12 HO- 4 ft - 1 Lamp | T8 - 8 ft - 1 Lamp | [37 empty] | 04 | T8 - 8 ft - 1 Lamp | T8 - 8ft - 1 Lamp - 59W | 62 |  | T8 | 8 ft | 1 Lamp | Fixture | 59 | ComEd
[37 empty] | T12 HO - 4 ft - 2 Lamp | T8 - 8 ft - 2 Lamp | [37 empty] | 04 | T8 - 8 ft - 2 Lamp | T8 - 8ft - 2 Lamp - 59W | 124 |  | T8 | 8 ft | 2 Lamp | Fixture | 60 | ComEd
[37 empty] | T12 HO - 4 ft - 4 Lamp | T8 - 8 ft - 3 Lamp | [37 empty] | 04 | T8 - 8 ft - 3 Lamp | T8 - 8ft - 3 Lamp - 59W | 186 |  | T8 | 8 ft | 3 Lamp | Fixture | 61 | ComEd
[37 empty] | T12 HO - 8 ft - 1 Lamp | T8 - 8 ft - 4 Lamp | [37 empty] | 04 | T8 - 8 ft - 4 Lamp | T8 - 8ft - 4 Lamp - 59W | 248 |  | T8 | 8 ft | 4 Lamp | Fixture | 62 | ComEd
[37 empty] | T12 HO - 8 ft - 2 Lamp | T8 - 8 ft - 6 Lamp | [37 empty] | 04 | T8 - 8 ft - 6 Lamp | T8 - 8ft - 6 Lamp - 59W | 328 |  | T8 | 8 ft | 6 lamp | Fixture | 63 | ComEd
[37 empty] | T12 HO - 8 ft - 3 Lamp | T8 HO - 8 ft - 1 Lamp | [26 empty] | \ | [10 empty] | 05 | T8 HO - 8 ft - 1 Lamp | T8 - 8ft - 1 Lamp - 86W - HO | 85 |  | T8 HO | 8 ft | 1 Lamp | Fixture | 64 | ComEd
[37 empty] | T12 HO - 8 ft - 4 Lamp | T8 HO - 8 ft - 2 Lamp | [37 empty] | 05 | T8 HO - 8 ft - 2 Lamp | T8 - 8ft - 2 Lamp - 86W - HO | 160 |  | T8 HO | 8 ft | 2 Lamp | Fixture | 65 | ComEd
[37 empty] | T12 VHO - 8 ft - 1 Lamp | T8 HO - 8 ft - 3 Lamp | [37 empty] | 05 | T8 HO - 8 ft - 3 Lamp | T8 - 8ft - 3 Lamp - 86W - HO | 285 |  | T8 HO | 8 ft | 3 Lamp | Fixture | 66 | Oncor
[37 empty] | T12 VHO - 8 ft - 2 Lamp | T8 HO - 8 ft - 4 Lamp | [37 empty] | 05 | T8 HO - 8 ft - 4 Lamp | T8 - 8ft - 4 Lamp - 86W - HO | 320 |  | T8 HO | 8 ft | 4 Lamp | Fixture | 67 | ComEd
[37 empty] | T12 VHO - 8 ft - 3 Lamp | T8 - U-Tube - 1 Lamp | [37 empty] | 04 | T8 - U-Tube - 1 Lamp | T8 - U-Tube - 1 Lamp - 30W | 28 |  | T8 | 4 ft | 1 Lamp | Fixture | 68 | ComEd
[37 empty] | T12 - U-Tube - 3 Lamp | [38 empty] | 06 | T5 - 2 ft - 1 Lamp | T5 - 2ft - 1 Lamp - 14W | 28 |  | T5 | 2 ft | 1 Lamp | Fixture | 72 | Ameren IL
[76 empty] | 06 | T5 - 2 ft - 2 Lamp | T5 - 2ft - 2 Lamp - 14W | 54 |  | T5 | 2 ft | 2 Lamp | Fixture | 73 | Ameren IL
[76 empty] | 06 | T5 - 4 ft - 1 Lamp | T5 - 4ft - 1 Lamp - 28W | 32 |  | T5 | 4 ft | 1 Lamp | Fixture | 74 | Ameren IL
[76 empty] | 06 | T5 - 4 ft - 2 Lamp | T5 - 4ft - 2 Lamp - 28W | 64 |  | T5 | 4 ft | 2 Lamp | Fixture | 75 | Ameren IL
[76 empty] | 06 | T5 - 4 ft - 3 Lamp | T5 - 4ft - 3 Lamp - 28W | 96 |  | T5 | 4 ft | 3 Lamp | Fixture | 76 | Ameren IL
[76 empty] | 06 | T5 - 4 ft - 4 Lamp | T5 - 4ft - 4 Lamp - 28W | 128 |  | T5 | 4 ft | 4 Lamp | Fixture | 77 | Ameren IL
[76 empty] | 06 | T5 - 4 ft - 6 Lamp | T5 - 4ft - 6 Lamp - 28W | 192 |  | T5 | 4 ft | 6 Lamp | Fixture | 78 | ComEd
[76 empty] | 06 | T5 - 4 ft - 8 Lamp | T5 - 4ft - 8 Lamp - 28W | 256 |  | T5 | 4 ft | 8 Lamp | Fixture | 79 | ComEd
[76 empty] | 06 | T5 - 5 ft - 1 Lamp | T5 - 5ft - 1 Lamp - 35W | 40 |  | T5 | 5 ft | 1 Lamp | Fixture | 80 | Xcel
[76 empty] | 06 | T5 - 5 ft - 2 Lamp | T5 - 5ft - 2 Lamp - 35W | 77 |  | T5 | 5 ft | 2 Lamp | Fixture | 81 | Xcel
[76 empty] | 07 | T5 HO - 3 ft - 1 Lamp | T5 - 3 ft - 1 Lamp - 39W - HO | 42 |  | T5 HO | 3 ft | 1 Lamp | Fixture | 82 | Xcel
[76 empty] | 07 | T5 HO - 3 ft - 2 Lamp | T5 - 3 ft - 2 Lamp - 39W - HO | 85 |  | T5 HO | 3 ft | 2 Lamp | Fixture | 83 | Xcel
[76 empty] | 07 | T5 HO - 4 ft - 1 Lamp | T5 - 4ft - 1 Lamp - 54W - HO | 59 |  | T5 HO | 4 ft | 1 Lamp | Fixture | 84 | Ameren IL
[76 empty] | 07 | T5 HO - 4 ft - 2 Lamp | T5 - 4ft - 2 Lamp - 54W - HO | 120 |  | T5 HO | 4 ft | 2 Lamp | Fixture | 85 | Ameren IL
Measure # | Measure Name | Equipment Description | Eff Category | Eff Measure Group | Eff Equip Descr | Base Category | Base Measure Group | Base Equip Descr | TRM Description | TRM Reference No. | Measure Life | Created On | Source | End Use Category | Inc Rate Unit | Savings per Unit kWh | Savings per Unit kW | Inc Rate kWh | Inc Rate kW | Energy Type | Program | Lighting vs Non Lighting | Status | SUTO | Cost Basis | Typical Unit Size | Unit of Measure | Base Desc 1 | Base Desc 2 | Incremental Cost | Base Watt 2 | Eff Desc 1 | Eff Desc 2 | Eff Watt | Eff Watt 22 | Inc Rate SBDI | [39 empty] | 07 | T5 HO - 4 ft - 3 Lamp | T5 - 4ft - 3 Lamp - 54W - HO | 180 |  | T5 HO | 4 ft | 3 Lamp | Fixture | 86 | Ameren IL
4030613 | ENERGY STAR 3 Pan Steam Cooker | ENERGY STAR 3 Pan Steam Cooker Replacing non-Energy Star Unit | Cooking | ENERGY STAR 3 Pan Steam Cooker | ENERGY STAR 3 Pan Steam Cooker | Cooking | Non ENERGY STAR Unit | Non ENERGY STAR Unit |  | 802700 | 12 | 2019-03-01 | MEEIA 2019-2019 Ameren Missouri | Cooking | 900 | 7383.26 | 2.2364 | 0.059975 | 300.0325 | Electric | Standard | Non Lighting | Active | O | Total | 1 | Unit | Non-ENERGY STAR Unit | 3 Pan | 2000 |  | ENERGY STAR Steam Cookers 3 Pan | 3 Pan |  |  | 1006 | [39 empty] | 07 | T5 HO - 4 ft - 4 Lamp | T5 - 4ft - 4 Lamp - 54W - HO | 234 |  | T5 HO | 4 ft | 4 Lamp | Fixture | 87 | Ameren IL
4030614 | ENERGY STAR 4 Pan Steam Cooker | ENERGY STAR 4 Pan Steam Cooker Replacing non-Energy Star Unit | Cooking | ENERGY STAR 4 Pan Steam Cooker | ENERGY STAR 4 Pan Steam Cooker | Cooking | Non ENERGY STAR Unit | Non ENERGY STAR Unit |  | 802750 | 12 | 2019-03-01 | MEEIA 2019-2019 Ameren Missouri | Cooking | 980 | 8568.55 | 2.4306 | 0.059956 | 299.9306 | Electric | Standard | Non Lighting | Active | O | Total | 1 | Unit | Non-ENERGY STAR Unit | 4 Pan | 2000 |  | ENERGY STAR Steam Cookers 4 Pan | 4 Pan |  |  | 1093 | [39 empty] | 07 | T5 HO - 4 ft - 6 Lamp | T5 - 4ft - 6 Lamp - 54W - HO | 360 |  | T5 HO | 4 ft | 6 Lamp | Fixture | 88 | ComEd
4030615 | ENERGY STAR 5 Pan Steam Cooker | ENERGY STAR 5 Pan Steam Cooker Replacing non-Energy Star Unit | Cooking | ENERGY STAR 5 Pan Steam Cooker | ENERGY STAR 5 Pan Steam Cooker | Cooking | Non ENERGY STAR Unit | Non ENERGY STAR Unit |  | 802800 | 12 | 2019-03-01 | MEEIA 2019-2019 Ameren Missouri | Cooking | 1000 | 9692.98 | 2.6264 | 0.059974 | 300.0306 | Electric | Standard | Non Lighting | Active | O | Total | 1 | Unit | Non-ENERGY STAR Unit | 5 Pan | 2000 |  | ENERGY STAR Steam Cookers 5 Pan | 5 Pan |  |  | 1182 | [39 empty] | 07 | T5 HO - 4 ft - 8 Lamp | T5 - 4ft - 8 Lamp - 54W - HO | 468 |  | T5 HO | 4 ft | 8 Lamp | Fixture | 89 | ComEd
4030616 | ENERGY STAR 6 Pan Steam Cooker | ENERGY STAR 6 Pan Steam Cooker Replacing non-Energy Star Unit | Cooking | ENERGY STAR 6 Pan Steam Cooker | ENERGY STAR 6 Pan Steam Cooker | Cooking | Non ENERGY STAR Unit | Non ENERGY STAR Unit |  | 802850 | 12 | 2019-03-01 | MEEIA 2019-2019 Ameren Missouri | Cooking | 1200 | 10822.05 | 3.0323 | 0.059991 | 300.1036 | Electric | Standard | Non Lighting | Active | O | Total | 1 | Unit | Non-ENERGY STAR Unit | 6 Pan | 2000 |  | ENERGY STAR Steam Cookers 6 Pan | 6 Pan |  |  | 1365 | [39 empty] | 07 | T5 HO - 4 ft - 10 Lamp | T5 - 4ft - 10 Lamp - 54W - HO | 577 |  | T5 HO | 4 ft | 10 Lamp | Fixture | 90
4030511 | ENERGY STAR Hot Holding Cabinet V < 13 | ENERGY STAR Hot Holding Cabinet V < 13 Replacing non-Energy Star Unit | Cooking | ENERGY STAR Hot Holding Cabinet V < 13 | ENERGY STAR Hot Holding Cabinet V < 13 | Cooking | Non ENERGY STAR Unit | Non ENERGY STAR Unit |  |  | 12 |  |  | Cooking | 75 | 325.99 | [10 empty] | Unit | Non-ENERGY STAR Unit | Full Size | 1000 |  | ENERGY STAR Hot Holding Cabinets <13 cu ft | <13 cu ft | [43 empty] | ~~~~~~~~~~~~~~~~~~~~~~~~~~~~~ |  | Invalid | [5 empty] | 91
4030512 | ENERGY STAR Hot Holding Cabinet 13 < V < 28 | ENERGY STAR Hot Holding Cabinet 13 < V < 28 Replacing non-Energy Star Unit | Cooking | ENERGY STAR Hot Holding Cabinet 13 < V < 28 | ENERGY STAR Hot Holding Cabinet 13 < V < 28 | Cooking | Non ENERGY STAR Unit | Non ENERGY STAR Unit |  |  | 12 |  |  | Cooking | 350 | 1676.5 | [10 empty] | Unit | Non-ENERGY STAR Unit | Full Size | 1000 |  | ENERGY STAR Hot Holding Cabinets 13-28 cu ft | 13-28 cu ft | [42 empty] | 08 | MH - 50 Watt | MH 50W | 72 |  | Metal Halide | 50 Watt |  | Fixture | 92 | ComEd
4030510 | ENERGY STAR Hot Holding Cabinet V ≥ 28 | ENERGY STAR Hot Holding Cabinet V ≥ 28 Replacing non-Energy Star Unit | Cooking | ENERGY STAR Hot Holding Cabinet V ≥ 28 | ENERGY STAR Hot Holding Cabinet V ≥ 28 | Cooking | Non ENERGY STAR Unit | Non ENERGY STAR Unit |  | 803000 | 12 | 2019-03-01 | MEEIA 2019-2019 Ameren Missouri | Cooking | 530 | 2904.29 | 1.3241 | 0.059934 | 299.8254 | Electric | Standard | Non Lighting | Active | O | Total | 1 | Unit | Non-ENERGY STAR Unit | Full Size | 1000 |  | ENERGY STAR Hot Holding Cabinets >28 cu ft | >28 cu ft |  |  | 595 | [39 empty] | 08 | MH - 70 Watt | MH 70W | 95 |  | Metal Halide | 70 Watt |  | Fixture | 93 | Ameren IL
4030710 | Kitchen Demand Control Ventilation | Kitchen Demand Control Ventilation replacing Kitchen Ventilation with Constant Speed Motor | Cooking |  |  | Cooking | Constant Speed Motor | Constant Speed Motor |  | 805410 | 15 | 2020-07-01 | MEEIA 2019-2019 Ameren Missouri | Cooking | 450 | 4197 | [8 empty] | Total |  | HP | Kitchen Ventilation with Constant Speed Fan |  | 1991 |  | Kitchen Demand Control Ventilation |  |  |  | 412 | [39 empty] | 08 | MH - 100 Watt | MH 100W | 114 |  | Metal Halide | 100 Watt |  | Fixture | 94 | Ameren IL
[76 empty] | 08 | MH - 150 Watt | MH 150W | 190 |  | Metal Halide | 150 Watt |  | Fixture | 95 | ComEd
[76 empty] | 08 | MH - 175 Watt | MH 175W | 199 |  | Metal Halide | 175 Watt |  | Fixture | 96 | Ameren IL
[76 empty] | 08 | MH - 250 Watt | MH 250W | 284 |  | Metal Halide | 250 Watt |  | Fixture | 97 | Ameren IL
[76 empty] | 08 | MH - 400 Watt | MH 400W | 455 |  | Metal Halide | 400 Watt |  | Fixture | 98 | Ameren IL
[76 empty] | 08 | MH - 1000 Watt | MH 1000W | 1080 |  | Metal Halide | 1000 Watt |  | Fixture | 99 | Ameren IL
[76 empty] | 08 | MH - 1500 Watt | MH 1500W | 1610 |  | Metal Halide | 1500 Watt |  | Fixture | 100 | ComEd
[76 empty] | 08 | MH - 2000 Watt | MH 2000W | 2140 |  | Metal Halide | 2000 Watt |  | Fixture | 101 | Xcel
Mechanical Equipment Upgrade | Learning Thermostat |  | Measure Type | Measure # | Savings per unit | Inc Rate Unit | Base EER1 | Base EER 2 | Eff Ton 1 | Eff Ton 2 | End Use Category | Base Desc 1 | Unit | Inc Rate SBDI | Incremental Cost | [6 empty] | 14.02 | [53 empty] | 09 | Pulse Start MH - 200 Watt |  | 227 |  | Pulse Start Metal Halide | 200 Watt |  | Fixture | 102 | Ameren IL
Pkg or Split System <65 kBTU (<5.4 tons) | Non-Programmed Thermostat |  | Packaged System DX <65 kBTU (<5.4 tons) (SEER) | 4051930 | 149.76 | 149 | 14.01 | 100 | 0 | 64 | Cooling | DX System Baseline SEER 14.0 | Tons |  | 263.12 |  | Pkg or Split System <65 kBTU (<5.4 tons) | 4051910 | 69.4 | 30 |  | 13.42 | [53 empty] | 09 | Pulse Start MH - 320 Watt |  | 364 |  | Pulse Start Metal Halide | 320 Watt |  | Fixture | 103 | Ameren IL
Pkg or Split System 65-<135 kBTU (5.4-<11.25 tons) |  |  | Packaged System DX <65 kBTU (<5.4 tons) (SEER2) | 4051930 | 149.76 | 149 | 13.41 | 100 | 0 | 64 | Cooling | DX System Baseline SEER2 13.4 | Tons |  | 263.12 | [6 empty] | 14.02 | [53 empty] | 09 | Pulse Start MH - 350 Watt |  | 398 |  | Pulse Start Metal Halide | 350 Watt |  | Fixture | 104 | Ameren IL
Pkg or Split System 135-<240 kBTU (11.25-<20 tons) |  |  | Split System DX <65 kBTU (<5.4 tons) (SEER) | 4051930 | 149.76 | 149 | 14.01 | 100 | 0 | 64 | Cooling | DX System Baseline SEER 14.0 | Tons |  | 263.12 | [6 empty] | 13.42 | [53 empty] | 09 | Pulse Start MH - 400 Watt |  | 456 |  | Pulse Start Metal Halide | 400 Watt |  | Fixture | 105 | ComEd
Pkg or Split System 240-<760 kBTU (20-<63.3 tons) |  |  | Split System DX <65 kBTU (<5.4 tons) (SEER2) | 4051930 | 149.76 | 149 | 13.41 | 100 | 0 | 64 | Cooling | DX System Baseline SEER2 13.4 | Tons |  | 263.12 | [6 empty] | 14.62 | [53 empty] | 09 | Pulse Start MH - 1000 Watt |  | 1080 |  | Pulse Start Metal Halide | 1000 Watt |  | Fixture | 106 | ComEd
Pkg or Split System >=760 kBTU (>63.3 tons) |  |  | Pkg or Split System 65-<135 kBTU (5.4-<11.25 tons) | 4051931 | 102.44 | 102 | 14.61 | 100 | 65 | 134 | Cooling | DX System Baseline IEER 14.6 | Tons |  | 203.84 | [6 empty] | 14.02 | [54 empty] | ~~~~~~~~~~~~~~~~~~~~~~~~~~~~~ |  | Invalid | [5 empty] | 107
Air-Source Heat Pump <65 kBTU (<5.4 tons) |  |  | Pkg or Split System 135-<240 kBTU (11.25-<20 tons) | 4051932 | 117.73 | 117 | 14.01 | 100 | 135 | 239 | Cooling | DX System Baseline IEER 14.0 | Tons |  | 218.4 | [6 empty] | 13.02 | [53 empty] | 11 | HPS - 35 Watt | HPS 35W | 46 |  | High Pressure Sodium | 35 Watt |  | Fixture | 108 | Ameren IL
Air-Source Heat Pump 65-<135 kBTU (5.4-<11.25 tons) |  |  | Pkg or Split System 240-<760 kBTU (20-<63.3 tons) | 4051933 | 179.28 | 175 | 13.01 | 100 | 240 | 759 | Cooling | DX System Baseline IEER 13.0 | Tons |  | 305.76 | [6 empty] | 11.02 | [53 empty] | 11 | HPS - 50 Watt | HPS 50W | 66 |  | High Pressure Sodium | 50 Watt |  | Fixture | 109 | Ameren IL
Air-Source Heat Pump 135-<240 kTBU (11.25-<20 tons) |  |  | Pkg or Split System >=760 kBTU (>63.3 tons) | 4051934 | 10.35 | 10 | 11.01 | 100 | 760 | 99999 | Cooling | DX System Baseline IEER 11.0 | Tons |  | 10.4 | [6 empty] | 14.02 | [53 empty] | 11 | HPS - 70 watt | HPS 70W | 95 |  | High Pressure Sodium | 70 watt |  | Fixture | 110 | Ameren IL
Air-Source Heat Pump >=240 kBTU (>=20 tons) |  |  | Air-Source Heat Pump <65 kBTU (<5.4 tons) (SEER) | 4050320 | 223.37 | 108 | 14.01 | 100 | 0 | 64 | HVAC | ASHP Baseline SEER 14.0 | Tons |  | 280.8 | [6 empty] | 13.42 | [53 empty] | 11 | HPS - 100 Watt | HPS 100W | 138 |  | High Pressure Sodium | 100 Watt |  | Fixture | 111 | Ameren IL
Air-Cooled Chiller <150 tons |  |  | Air-Source Heat Pump <65 kBTU (<5.4 tons) (SEER2) | 4050320 | 223.37 | 108 | 13.41 | 100 | 0 | 64 | HVAC | ASHP Baseline SEER2 13.4 | Tons |  | 280.8 | [6 empty] | 13.92 | [53 empty] | 11 | HPS - 150 Watt | HPS 150W | 188 |  | High Pressure Sodium | 150 Watt |  | Fixture | 112 | Ameren IL
Air-Cooled Chiller >=150 tons |  |  | Air-Source Heat Pump 65-<135 kBTU (5.4-<11.25 tons) | 4050331 | 169.55 | 110 | 13.91 | 100 | 65 | 134 | HVAC | ASHP Baseline IEER 13.9 | Tons |  | 214.24 | [6 empty] | 13.32 | [53 empty] | 11 | HPS - 200 Watt | HPS 200W | 250 |  | High Pressure Sodium | 200 Watt |  | Fixture | 113 | Ameren IL
Advanced RTU Controls |  |  | Air-Source Heat Pump 135-<240 kTBU (11.25-<20 tons) | 4050332 | 204.58 | 153 | 13.31 | 100 | 135 | 239 | HVAC | ASHP Baseline IEER 13.3 | Tons |  | 297.44 | [6 empty] | 12.32 | [53 empty] | 11 | HPS - 250 Watt | HPS 250W | 295 |  | High Pressure Sodium | 250 Watt |  | Fixture | 114 | Ameren IL
Demand Control Ventilation (Gas Heat) |  |  | Air-Source Heat Pump >=240 kBTU (>=20 tons) | 4050333 | 386.42 | 214 | 12.31 | 100 | 240 | 999999 | HVAC | ASHP Baseline IEER 12.3 | Tons |  | 416 | [6 empty] | 12.12 | [53 empty] | 11 | HPS - 400 Watt | HPS 400W | 465 |  | High Pressure Sodium | 400 Watt |  | Fixture | 115 | Ameren IL
Demand Control Ventilation (Electric Heat) |  |  | Ground-Source Heat Pump | 4050910 | 526.24 | 80 | 12.11 | 100 | 0 | 999999 | HVAC | GSHP Baseline EER 12.1 | Tons |  | 416 | [6 empty] | 12.22 | [53 empty] | 11 | HPS - 1000 Watt | HPS 1000W | 1100 |  | High Pressure Sodium | 1000 Watt |  | Fixture | 116 | Ameren IL
Demand Control Ventilation (Heat Pump) |  |  | Water-Source Heap Pump <17 kBtu (1.4 tons) | 4052310 | 291.85 | 120 | 12.21 | 100 | 0 | 16 | HVAC | WSHP Baseline EER 12.2 | Tons |  | 208 | [6 empty] | 13.02 | [54 empty] | ~~~~~~~~~~~~~~~~~~~~~~~~~~~~~ |  | Invalid |  |  |  |  | Fixture | 117
|  |  | Water-Source Heat Pump 17-<65 kBTU (1.4-<5.4 tons) | 4052311 | 228.12 | 130 | 13.01 | 100 | 17 | 64 | HVAC | WSHP Baseline EER 13.0 | Tons |  | 208 | [60 empty] | 10 | MV - 40 Watt | MV 40W | 50 |  | Mercury Vapor | 40 Watt |  | Fixture | 118 | Ameren IL
|  |  | Water-Source Heat Pump 65-<135 kBTU (5.4-<11.25 tons) | 4052312 | 228.12 | 140 | 13.01 | 100 | 65 | 135 | HVAC | WSHP Baseline EER 13.0 | Tons |  | 208 | [60 empty] | 10 | MV - 50 Watt | MV 50W | 74 |  | Mercury Vapor | 50 Watt |  | Fixture | 119 | Ameren IL
|  |  | Air-Cooled Chiller <150 tons | 4050220 | 321.48 | 167 | -0.88 | 0.879 | 0 | 1800 | Cooling | Chiller Baseline 0.88 kW/ton | Tons |  | 854.83 | [60 empty] | 10 | MV - 75 Watt | MV 75W | 93 |  | Mercury Vapor | 75 Watt |  | Fixture | 120 | Ameren IL
|  |  | Positive Displacement Water-Cooled Chiller (150-299 tons) | 4052232 | 113.72 | 58 | -0.54 | 0.539 | 1800 | 3600 | Cooling | Chiller Baseline 0.54 kW/ton | Tons |  | 378 | [34 empty] | 0.24 | 0.3 | 0.3 | 0.24 | 0.24 | 0.3 | 0.3 | 0.35 | 0.35 | 0.35 | 0.35 | 0.4 | 0.4 | 0.4 | 0.4 | 0.45 | 0.45 | 0.45 | 0.45 | 0.5 | 0.5 | 0.5 | 0.5 | 0.4 |  | 0.5 | 10 | MV - 100 Watt | MV 100W | 125 |  | Mercury Vapor | 100 Watt |  | Fixture | 121 | Ameren IL
|  |  | Centrifugal Water-Cooled Chiller (150-299 tons) | 4052232 | 113.72 | 58 | -0.54 | 0.539 | 1800 | 3600 | Cooling | Chiller Baseline 0.54 kW/ton | Tons |  | 378 | [60 empty] | 10 | MV - 175 Watt | MV 175W | 205 |  | Mercury Vapor | 175 Watt |  | Fixture | 122 | Ameren IL
|  |  | Advanced RTU Controls | 4050120 | 3779.33 | 1500 | 0 | 999 | 0 | 999999 | HVAC | Constant Speed Supply Fan | HP |  | 4038 | [60 empty] | 10 | MV - 250 Watt | MV 250W | 290 |  | Mercury Vapor | 250 Watt |  | Fixture | 123 | Ameren IL
|  |  | Demand Control Ventilation (Gas Heat) | 4050710 | 670 | 180 | 0 | 999 | 0 | 999999 | Cooling | Space with No Demand Control Ventilation | 1000 sq ft |  | 100 | [60 empty] | 10 | MV - 400 Watt | MV 400W | 455 |  | Mercury Vapor | 400 Watt |  | Fixture | 124 | Ameren IL
|  |  | Demand Control Ventilation (Electric Heat) | 4050711 | 1900 | 570 | 0 | 999 | 0 | 999999 | Cooling | Space with No Demand Control Ventilation | 1000 sq ft |  | 250 | [60 empty] | 10 | MV - 1000 Watt | MV 1000W | 1075 |  | Mercury Vapor | 1000 Watt |  | Fixture | 125 | ComEd
|  |  | Demand Control Ventilation (Heat Pump) | 4050712 | 1080 | 320 | 0 | 999 | 0 | 999999 | Cooling | Space with No Demand Control Ventilation | 1000 sq ft |  | 150
|  |  | Learning Thermostat (Controlling >= 4 tons) | 4052410 |  | 190 | 0 | 999 | 48 | 999999 | Cooling | Non-Programmed Thermostat (>= 4 tons) | Tons
|  |  | Learning Thermostat (Controlling < 4 tons) | 4052411 |  | 46 | 0 | 999 | 0 | 47 | Cooling | Non-Programmed Thermostat (< 4 tons) | Tons
|  |  | Air-Cooled Chiller >=150 tons | 4050211 | 321.48 | 167 | -0.88 | 0.88 | 1800 | 999999 | Cooling | Chiller Baseline 0.88 kW/ton | Tons |  | 854.83
|  |  | Positive Displacement Water-Cooled Chiller (<75 tons) | 4052220 | 113.72 | 58 | -0.54 | 0.54 | 0 | 899 | Cooling | Chiller Baseline 0.54 kW/ton | Tons |  | 378
|  |  | Positive Displacement Water-Cooled Chiller (75-149 tons) | 4052221 | 113.72 | 58 | -0.54 | 0.54 | 900 | 1799 | Cooling | Chiller Baseline 0.54 kW/ton | Tons |  | 378
|  |  | Positive Displacement Water-Cooled Chiller (300- 599 tons) | 4052224 | 113.72 | 58 | -0.54 | 0.54 | 3600 | 7199 | Cooling | Chiller Baseline 0.54 kW/ton | Tons |  | 378
|  |  | Positive Displacement Water-Cooled Chiller (>=600 tons) | 4052225 | 113.72 | 58 | -0.54 | -0.54 | 7200 | 999999 | Cooling | Chiller Baseline 0.54 kW/ton | Tons |  | 378
|  |  | Centrifugal Water-Cooled Chiller (<150 tons) | 4052233 | 113.72 | 58 | -0.54 | -0.54 | 0 | 1799 | Cooling | Chiller Baseline 0.54 kW/ton | Tons |  | 378
|  |  | Centrifugal Water-Cooled Chiller (300-399 tons) | 4052235 | 113.72 | 58 | -0.54 | -0.54 | 3600 | 4799 | Cooling | Chiller Baseline 0.54 kW/ton | Tons |  | 378
|  |  | Centrifugal Water-Cooled Chiller (>400 tons) | 4052236 | 113.72 | 58 | -0.54 | -0.54 | 4800 | 999999 | Cooling | Chiller Baseline 0.54 kW/ton | Tons |  | 378
|  |  | Measure Type | Measure # | Savings per Unit kWh | Inc Rate Unit | Incremental Cost | Column2 | Column3 | Column4 | End Use | Base Desc 1 | Unit
|  |  | High Volume Low Speed Fan, 16-foot | 4052513 | 3218 | 700 | 4072 |  |  |  | HVAC | Multiple non-HVLS Fans | Fan
|  |  | High Volume Low Speed Fan, 18-foot | 4052514 | 4938 | 1100 | 4110 |  |  |  | HVAC | Multiple non-HVLS Fans | Fan
|  |  | High Volume Low Speed Fan, 20-foot | 4052510 | 6577 | 1450 | 4150 |  |  |  | HVAC | Multiple non-HVLS Fans | Fan
|  |  | High Volume Low Speed Fan, 22-foot | 4052511 | 8543 | 1850 | 4180 |  |  |  | HVAC | Multiple non-HVLS Fans | Fan
|  |  | High Volume Low Speed Fan, 24-foot | 4052512 | 10018 | 2200 | 4225 |  |  |  | HVAC | Multiple non-HVLS Fans | Fan

## CUSTOMRCXNC (hidden)
Measure Number | Base Desc 1 | Base Desc 2 | Base Watt 1 | Base Watt 2 | Measure Group | Measure Subgroup 1 | Measure Subgroup 2 | Unit | Order | Source (Standard Wattage Table) | Inc Rate | Column1 | Measure Number | Eff Desc 1 | Eff Desc 2 | Eff Watt 1 | Eff Watt 2 | Measure Group | Measure Subgroup 1 | Measure Subgroup 2 | Unit | Order | Source (Standard Wattage Table) | Inc Rate | Inc Rate Exterior | Program | Measure Number | Project Category | Proj Desc 1 | Proj Desc 2 | Inc Rate | EUL | Measure Group | Measure Subgroup 1 | Measure Subgroup 2 | Units | Order | End Use Category | Factor | Cost Basis | Application Tab | INDEX(CMEHVAC[Proj Desc 1],MATCH('M04-S01'!C16,CMEHVAC[Project Category],0),1):INDEX(CMEHVAC[Proj Desc 1],MATCH('M04-S01'!C16,CMEHVAC[Project Category],1),1)
12 | Incandescent (Describe) |  |  |  | Incandescent Lamp |  |  | Fixture | 1 |  |  |  | 40616 | LED - Linear Tube LED Fixture |  |  |  | LED | Linear Tube LED Fixture |  | Fixture | 1 |  | 0.1 | 0.07 | Replace Existing Equipment | 4050701 | New/Replace Failed Equip. | Demand Control Ventilation (Incremental) |  |  | 15 |  |  |  |  | 1 | HVAC |  | Incremental | HVAC
12 | Halogen (Describe) |  |  |  | Halogen Lamp |  |  | Fixture | 2 |  |  |  | 40617 | LED - Non Linear LED Fixture |  |  |  | LED | Non Linear LED Fixture |  | Fixture | 2 |  | 0.1 | 0.07 | New/Replace Failed Equip. | 4051001 | New/Replace Failed Equip. | HVAC Controls / EMS (Incremental) |  |  | 15 |  |  |  |  | 2 | HVAC |  | Incremental | HVAC
13 | CFL (Describe) |  |  |  | CFL Lamp |  |  | Fixture | 3 |  |  |  |  | ~~~~~~~~~~~~~~~~~~~~~~~~~~~~~ |  | Invalid | [5 empty] | 3 |  | 0.1 |  |  | 4050101 | New/Replace Failed Equip. | Advanced RTU Compressor Controller (Incremental) |  |  | 15 |  |  |  |  | 3 | HVAC |  | Incremental | HVAC
| ~~~~~~~~~~~~~~~~~~~~~~~~~~~~~ |  | Invalid |  |  |  |  | Fixture | 4 |  |  |  | 40618 | T8 17 Watt - 2 ft - 1 Lamp |  | 16 |  | T8 17 Watt | 2 ft | 1 Lamp | Fixture | 4 | ComEd | 0.1 | 0.07 |  | 4050201 | New/Replace Failed Equip. | Air Cooled Chiller (Incremental) |  |  | 20 |  |  |  |  | 4 | Cooling |  | Incremental | HVAC
01 | T12 - 2 ft - 1 Lamp | T12 - 2ft - 1 Lamp - 20W Actual | 28 |  | T12 | 2 ft | 1 Lamp | Fixture | 5 | Ameren IL |  |  | 40618 | T8 17 Watt - 2 ft - 2 Lamp |  | 32 |  | T8 17 Watt | 2 ft | 2 Lamp | Fixture | 5 | ComEd | 0.1 | 0.07 |  | 4052201 | New/Replace Failed Equip. | Water Cooled Chiller (Incremental) |  |  | 20 |  |  |  |  | 5 | Cooling |  | Incremental | HVAC
01 | T12 - 2 ft - 2 Lamp | T12 - 2ft - 2 Lamp - 40W Actual | 56 |  | T12 | 2 ft | 2 Lamp | Fixture | 6 | ComEd |  |  | 40621 | T8 25 Watt - 3 ft - 1 Lamp |  | 23 |  | T8 25 Watt | 3 ft | 1 Lamp | Fixture | 6 | ComEd | 0.1 | 0.07 |  | 4050501 | New/Replace Failed Equip. | Cooling Only HVAC Equipment (Incremental) |  |  | 15 |  |  |  |  | 6 | Cooling |  | Incremental | HVAC
01 | T12 - 2 ft - 3 Lamp | T12 - 2ft - 3 Lamp - 60W Actual | 62 |  | T12 | 2 ft | 3 Lamp | Fixture | 7 | ComEd |  |  | 40621 | T8 25 Watt - 3 ft - 2 Lamp |  | 46 |  | T8 25 Watt | 3 ft | 2 Lamp | Fixture | 7 | ComEd | 0.1 | 0.07 |  | 4051801 | New/Replace Failed Equip. | Packaged / Rooftop Unit (Incremental) |  |  | 15 |  |  |  |  | 7 | HVAC |  | Incremental | HVAC
01 | T12 - 2 ft - 4 Lamp | T12 - 2ft - 4 Lamp - 80W Actual | 112 |  | T12 | 2 ft | 4 Lamp | Fixture | 8 | ComEd |  |  | 40621 | T8 25 Watt - 4 ft - 1 Lamp | T8 - 4ft - 1 Lamp - 25W | 24 |  | T8 25 Watt | 4 ft | 1 Lamp | Fixture | 8 | ComEd | 0.1 | 0.07 |  | 4050401 | New/Replace Failed Equip. | Chiller Control Optimization (Incremental) |  |  | 15 |  |  |  |  | 8 | Cooling |  | Incremental | HVAC
01 | T12 - 3 ft - 1 Lamp | T12 - 3ft - 1 Lamp - 30W Actual | 37 |  | T12 | 3 ft | 1 Lamp | Fixture | 9 | ComEd |  |  | 40621 | T8 25 Watt - 4 ft - 2 Lamp | T8 - 4ft - 2 Lamp - 25W | 44 |  | T8 25 Watt | 4 ft | 2 Lamp | Fixture | 9 | ComEd | 0.1 | 0.07 |  | 4052111 | New/Replace Failed Equip. | VFD for Chiller (Incremental) |  |  | 15 |  |  |  |  | 9 | Cooling |  | Incremental | HVAC
01 | T12 - 3 ft - 2 Lamp | T12 - 3ft - 2 Lamp - 60W Actual | 74 |  | T12 | 3 ft | 2 Lamp | Fixture | 10 | ComEd |  |  | 40621 | T8 25 Watt - 4 ft - 3 Lamp | T8 - 4ft - 3 Lamp - 25W | 66 |  | T8 25 Watt | 4 ft | 3 Lamp | Fixture | 10 | ComEd | 0.1 | 0.07 |  | 4052121 | New/Replace Failed Equip. | VFD for Fan (Incremental) |  |  | 10 |  |  |  |  | 10 | HVAC |  | Incremental | HVAC
01 | T12 - 3 ft - 3 Lamp | T12 - 3ft - 3 Lamp - 90W Actual | 111 |  | T12 | 3 ft | 3 Lamp | Fixture | 11 | ComEd |  |  | 40621 | T8 25 Watt - 4 ft - 4 Lamp | T8 - 4ft - 4 Lamp - 25W | 90 |  | T8 25 Watt | 4 ft | 4 Lamp | Fixture | 11 | ComEd | 0.1 | 0.07 |  | 4052001 | New/Replace Failed Equip. | PTAC Unit (Incremental) |  |  | 15 |  |  |  |  | 11 | HVAC |  | Incremental | HVAC
01 | T12 - 3 ft - 4 Lamp | T12 - 3ft - 4 Lamp - 120W Actual | 148 |  | T12 | 3 ft | 4 Lamp | Fixture | 12 | ComEd |  |  | 40621 | T8 25 Watt - 4 ft - 6 Lamp |  | 134 |  | T8 25 Watt | 4 ft | 6 Lamp | Fixture | 12 | ComEd | 0.1 | 0.07 |  | 4050601 | New/Replace Failed Equip. | CRAC Unit (Incremental) |  |  | 15 |  |  |  |  | 12 | Cooling |  | Incremental | HVAC
01 | T12 - 4 ft - 1 Lamp | T12 - 4ft - 1 Lamp - 40W Actual | 48 |  | T12 | 4 ft | 1 Lamp | Fixture | 13 | ComEd |  |  | 40621 | T8 25 Watt - U-Tube - 1 Lamp |  | 24 |  | T8 25 Watt | U-Tube | 1 Lamp | Fixture | 13 | Same as linear | 0.1 | 0.07 |  | 4050901 | New/Replace Failed Equip. | Ground Source Heat Pump (Incremental) |  |  | 15 |  |  |  |  | 13 | HVAC |  | Incremental | HVAC
01 | T12 - 4 ft - 2 Lamp | T12 - 4ft - 2 Lamp - 80W Actual | 82 |  | T12 | 4 ft | 2 Lamp | Fixture | 14 | ComEd |  |  | 40621 | T8 25 Watt - U-Tube - 2 Lamp |  | 44 |  | T8 25 Watt | U-Tube | 2 Lamp | Fixture | 14 | Same as linear | 0.1 | 0.07 |  | 4052301 | New/Replace Failed Equip. | Water Loop Heat Pump (Incremental) |  |  | 15 |  |  |  |  | 14 | HVAC |  | Incremental | HVAC
01 | T12 - 4 ft - 3 Lamp | T12 - 4ft - 3 Lamp - 120W Actual | 122 |  | T12 | 4 ft | 3 Lamp | Fixture | 15 | ComEd |  |  | 40620 | T8 28 Watt - 4 ft - 1 Lamp | T8 - 4ft - 1 Lamp - 28W | 26 |  | T8 28 Watt | 4 ft | 1 Lamp | Fixture | 15 | ComEd | 0.1 | 0.07 |  | 4050801 | New/Replace Failed Equip. | ECM Motor for HVAC (Incremental) |  |  | 15 |  |  |  |  | 15 | HVAC |  | Incremental | HVAC
01 | T12 - 4 ft - 4 Lamp | T12 - 4ft - 4 Lamp - 164W Actual | 164 |  | T12 | 4 ft | 4 Lamp | Fixture | 16 | ComEd |  |  | 40620 | T8 28 Watt - 4 ft - 2 Lamp | T8 - 4ft - 2 Lamp - 28W | 50 |  | T8 28 Watt | 4 ft | 2 Lamp | Fixture | 16 | ComEd | 0.1 | 0.07 |  | 4010101 | New/Replace Failed Equip. | Wall Insulation (Incremental) |  |  | 20 |  |  |  |  | 16 | Building Shell |  | Incremental | HVAC
01 | T12 - 4 ft - 6 Lamp | T12 - 4ft - 6 Lamp - 240W Actual | 258 |  | T12 | 4 ft | 6 lamp | Fixture | 17 | ComEd |  |  | 40620 | T8 28 Watt - 4 ft - 3 Lamp | T8 - 4ft - 3 Lamp - 28W | 74 |  | T8 28 Watt | 4 ft | 3 Lamp | Fixture | 17 | ComEd | 0.1 | 0.07 |  | 4010201 | New/Replace Failed Equip. | Window Film (Incremental) |  |  | 10 |  |  |  |  | 17 | Building Shell |  | Incremental | HVAC
01 | T12 - 5 ft - 1 Lamp | T12 - 5ft - 1 Lamp - 72W Actual | 72 |  | T12 | 5 ft | 1 Lamp | Fixture | 18 | Xcel |  |  | 40620 | T8 28 Watt - 4 ft - 4 Lamp | T8 - 4ft - 4 Lamp - 28W | 99 |  | T8 28 Watt | 4 ft | 4 Lamp | Fixture | 18 | ComEd | 0.1 | 0.07 |  | 4010301 | New/Replace Failed Equip. | Window Replacement (Incremental) |  |  | 15 |  |  |  |  | 18 | Building Shell |  | Incremental | HVAC
01 | T12 - 5 ft - 2 Lamp | T12 - 5ft - 2 Lamp - 111W Actual | 111 |  | T12 | 5 ft | 2 Lamp | Fixture | 19 | Xcel |  |  | 40620 | T8 28 Watt - 4 ft - 6 Lamp |  | 151 |  | T8 28 Watt | 4 ft | 6 Lamp | Fixture | 19 | ComEd (Interpolated) | 0.1 | 0.07 |  | 4051701 | New/Replace Failed Equip. | Industrial Ceiling Fan (Incremental) |  |  | 15 |  |  |  |  | 19 | HVAC |  | Incremental | HVAC
01 | T12 - 6 ft - 1 Lamp | T12 - 6ft - 1 Lamp - 80W Actual | 80 |  | T12 | 6 ft | 1 Lamp | Fixture | 20 | Xcel |  |  | 40620 | T8 28 Watt - U-Tube - 1 Lamp |  | 26 |  | T8 28 Watt | U-Tube | 1 Lamp | Fixture | 20 | Same as linear | 0.1 | 0.07 |  | 4040101 | New/Replace Failed Equip. | Others (Incremental) |  |  | 10 |  |  |  |  | 21 | Cooling |  | Incremental | HVAC
01 | T12 - 6 ft - 2 Lamp | T12 - 6ft - 2 Lamp - 122W Actual | 122 |  | T12 | 6 ft | 2 Lamp | Fixture | 21 | Xcel |  |  | 40620 | T8 28 Watt - U-Tube - 2 Lamp |  | 50 |  | T8 28 Watt | U-Tube | 2 Lamp | Fixture | 21 | Same as linear | 0.1 | 0.07 |  | 4050700 | Replace Existing Equipment | Demand Control Ventilation |  |  | 15 |  |  |  |  | 22 | HVAC |  | Total | HVAC
01 | T12 - 8 ft - 1 Lamp | T12 - 8ft - 1 Lamp - 83W Actual | 83 |  | T12 | 8 ft | 1 Lamp | Fixture | 22 | Ameren IL |  |  | 40619 | T8 32 Watt - 4 ft - 1 Lamp | T8 - 4ft - 1 Lamp - 32W | 32 |  | T8 32 Watt | 4 ft | 1 Lamp | Fixture | 22 | ComEd | 0.1 | 0.07 |  | 4051000 | Replace Existing Equipment | HVAC Controls / EMS |  |  | 15 |  |  |  |  | 23 | HVAC |  | Total | HVAC
01 | T12 - 8 ft - 2 Lamp | T12 - 8ft - 2 Lamp - 138W Actual | 138 |  | T12 | 8 ft | 2 Lamp | Fixture | 23 | Ameren IL |  |  | 40619 | T8 32 Watt - 4 ft - 2 Lamp | T8 - 4ft - 2 Lamp - 32W | 59 |  | T8 32 Watt | 4 ft | 2 Lamp | Fixture | 23 | ComEd | 0.1 | 0.07 |  | 4050100 | Replace Existing Equipment | Advanced RTU Compressor Controller |  |  | 15 |  |  |  |  | 24 | HVAC |  | Total | HVAC
01 | T12 - 8 ft - 3 Lamp | T12 - 8ft - 3 Lamp - 221W Actual | 221 |  | T12 | 8 ft | 3 Lamp | Fixture | 24 | Ameren IL |  |  | 40619 | T8 32 Watt - 4 ft - 3 Lamp | T8 - 4ft - 3 Lamp - 32W | 88 |  | T8 32 Watt | 4 ft | 3 Lamp | Fixture | 24 | ComEd | 0.1 | 0.07 |  | 4050200 | Replace Existing Equipment | Air Cooled Chiller |  |  | 20 |  |  |  |  | 25 | Cooling |  | Total | HVAC
01 | T12 - 8 ft - 4 Lamp | T12 - 8ft - 4 Lamp - 276W Actual | 276 |  | T12 | 8 ft | 4 Lamp | Fixture | 25 | Ameren IL |  |  | 40619 | T8 32 Watt - 4 ft - 4 Lamp | T8 - 4ft - 4 Lamp - 32W | 114 |  | T8 32 Watt | 4 ft | 4 Lamp | Fixture | 25 | ComEd | 0.1 | 0.07 |  | 4052200 | Replace Existing Equipment | Water Cooled Chiller |  |  | 20 |  |  |  |  | 26 | Cooling |  | Total | HVAC
02 | T12 HO- 4 ft - 1 Lamp | T12 HO- 4 ft - 1 Lamp - 60W Actual | 82 |  | T12 | 4 ft | 4 Lamp | Fixture |  | Xcel |  |  | 40619 | T8 32 Watt - 4 ft - 6 Lamp |  | 175 |  | T8 32 Watt | 4 ft | 6 Lamp | Fixture | 26 | ComEd | 0.1 | 0.07 |  | 4050500 | Replace Existing Equipment | Cooling Only HVAC Equipment |  |  | 15 |  |  |  |  | 27 | Cooling |  | Total | HVAC
02 | T12 HO - 4 ft - 2 Lamp | T12 HO - 4 ft - 2 Lamp - 120W Actual | 133 |  | T12 | 4 ft | 4 Lamp | Fixture |  | Xcel |  |  | 40619 | T8 32 Watt - U-Tube - 1 Lamp |  | 28 |  | T8 32 Watt | U-Tube | 1 Lamp | Fixture | 27 | ComEd | 0.1 | 0.07 |  | 4051800 | Replace Existing Equipment | Packaged / Rooftop Unit |  |  | 15 |  |  |  |  | 28 | HVAC |  | Total | HVAC
02 | T12 HO - 4 ft - 4 Lamp | T12 HO - 4 ft - 4 Lamp - 240W Actual | 263 |  | T12 | 4 ft | 4 Lamp | Fixture |  | Xcel |  |  | 40619 | T8 32 Watt - U-Tube - 2 Lamp |  | 56 |  | T8 32 Watt | U-Tube | 2 Lamp | Fixture | 28 | ComEd | 0.1 | 0.07 |  | 4050400 | Replace Existing Equipment | Chiller Control Optimization |  |  | 15 |  |  |  |  | 29 | Cooling |  | Total | HVAC
02 | T12 HO - 8 ft - 1 Lamp | T12 - 8ft - 1 Lamp - HO - 125W Actual | 125 |  | T12 HO | 8 ft | 1 Lamp | Fixture | 26 | Ameren IL |  |  |  | ~~~~~~~~~~~~~~~~~~~~~~~~~~~~~ |  | Invalid | [5 empty] | 29 |  | 0.1 |  |  | 4052110 | Replace Existing Equipment | VFD for Chiller |  |  | 15 |  |  |  |  | 30 | Cooling |  | Total | HVAC
02 | T12 HO - 8 ft - 2 Lamp | T12 - 8ft - 2 Lamp - HO - 227W Actual | 227 |  | T12 HO | 8 ft | 2 Lamp | Fixture | 27 | Ameren IL |  |  | 40622 | T5 - 4 ft - 1 Lamp |  | 32 |  | T5 | 4 ft | 1 Lamp | Fixture | 30 | ComEd | 0.1 | 0.07 |  | 4052120 | Replace Existing Equipment | VFD for Fan |  |  | 10 |  |  |  |  | 31 | HVAC |  | Total | HVAC
02 | T12 HO - 8 ft - 3 Lamp | T12 - 8ft - 3 Lamp - HO - 352W Actual | 352 |  | T12 HO | 8 ft | 3 Lamp | Fixture | 28 | Ameren IL |  |  | 40622 | T5 - 4 ft - 2 Lamp |  | 64 |  | T5 | 4 ft | 2 Lamp | Fixture | 31 | ComEd | 0.1 | 0.07 |  | 4052000 | Replace Existing Equipment | PTAC Unit |  |  | 15 |  |  |  |  | 32 | HVAC |  | Total | HVAC
02 | T12 HO - 8 ft - 4 Lamp | T12 - 8ft - 3 Lamp - HO - 454W Actual | 454 |  | T12 HO | 8 ft | 4 Lamp | Fixture | 29 | Ameren IL |  |  | 40622 | T5 - 4 ft - 4 Lamp |  | 128 |  | T5 | 4 ft | 4 Lamp | Fixture | 32 | ComEd | 0.1 | 0.07 |  | 4050600 | Replace Existing Equipment | CRAC Unit |  |  | 15 |  |  |  |  | 33 | Cooling |  | Total | HVAC
03 | T12 VHO - 8 ft - 1 Lamp | T12 - 8ft - 1 Lamp - VHO - 200W Actual | 200 |  | T12 VHO | 8 ft | 1 Lamp | Fixture | 30 | Ameren IL |  |  | 40622 | T5 - 4 ft - 6 Lamp |  | 192 |  | T5 | 4 ft | 6 Lamp | Fixture | 33 | ComEd | 0.1 | 0.07 |  | 4050900 | Replace Existing Equipment | Ground Source Heat Pump |  |  | 15 |  |  |  |  | 34 | HVAC |  | Total | HVAC
03 | T12 VHO - 8 ft - 2 Lamp | T12 - 8ft - 2 Lamp - VHO - 400W Actual | 390 |  | T12 VHO | 8 ft | 2 Lamp | Fixture | 31 | Ameren IL |  |  | 40623 | T5 HO - 4 ft - 1 Lamp | T5 - 4ft - 1 Lamp - 54W - HO | 62 |  | T5 HO | 4 ft | 1 Lamp | Fixture | 34 | ComEd | 0.1 | 0.07 |  | 4052300 | Replace Existing Equipment | Water Loop Heat Pump |  |  | 15 |  |  |  |  | 35 | HVAC |  | Total | HVAC
03 | T12 VHO - 8 ft - 3 Lamp | T12 - 8ft - 3 Lamp - VHO - 600W Actual | 590 |  | T12 VHO | 8 ft | 3 Lamp | Fixture | 32 | Ameren IL |  |  | 40623 | T5 HO - 4 ft - 2 Lamp | T5 - 4ft - 2 Lamp - 54W - HO | 117 |  | T5 HO | 4 ft | 2 Lamp | Fixture | 35 | ComEd | 0.1 | 0.07 |  | 4050800 | Replace Existing Equipment | ECM Motor for HVAC |  |  | 15 |  |  |  |  | 36 | HVAC |  | Total | HVAC
03 | T12 VHO - 8 ft - 4 Lamp | T12 - 8ft - 3 Lamp - VHO - 800W Actual | 780 |  | T12 VHO | 8 ft | 4 Lamp | Fixture | 33 | Ameren IL |  |  | 40623 | T5 HO - 4 ft - 4 Lamp | T5 - 4ft - 4 Lamp - 54W - HO | 240 |  | T5 HO | 4 ft | 4 Lamp | Fixture | 36 | ComEd | 0.1 | 0.07 |  | 4010100 | Replace Existing Equipment | Wall Insulation |  |  | 20 |  |  |  |  | 37 | Building Shell |  | Total | HVAC
01 | T12 - U-Tube - 1 Lamp | T12 - U-Tube - 1 Lamp - 51W Actual | 48 |  | T12 | 4 ft | 1 Lamp | Fixture | 34 | Ameren IL |  |  | 40623 | T5 HO - 4 ft - 6 Lamp | T5 - 4ft - 6 Lamp - 54W - HO | 360 |  | T5 HO | 4 ft | 6 Lamp | Fixture | 37 | ComEd | 0.1 | 0.07 |  | 4010200 | Replace Existing Equipment | Window Film |  |  | 10 |  |  |  |  | 38 | Building Shell |  | Total | HVAC
01 | T12 - U-Tube - 2 Lamp | T12 - U-Tube - 2 Lamp - 82W Actual | 72 |  | T12 | 4 ft | 2 Lamp | Fixture | 35 | Ameren IL |  |  | 40623 | T5 HO - 4 ft - 8 Lamp | T5 - 4ft - 8 Lamp - 54W - HO | 468 |  | T5 HO | 4 ft | 8 Lamp | Fixture | 38 | ComEd | 0.1 | 0.07 |  | 4010300 | Replace Existing Equipment | Window Replacement |  |  | 15 |  |  |  |  | 39 | Building Shell |  | Total | HVAC
01 | T12 - U-Tube - 3 Lamp | T12 - U-Tube - 2 Lamp - 102W Actual | 115 |  | T12 | 4 ft | 3 Lamp | Fixture | 36 | ComEd |  |  | 40623 | T5 HO - 4 ft - 10 Lamp | T5 - 4ft - 10 Lamp - 54W - HO | 577 |  | T5 HO | 4 ft | 10 Lamp | Fixture | 39 | Oncor | 0.1 | 0.07 |  | 4051700 | Replace Existing Equipment | Industrial Ceiling Fan |  |  | 15 |  |  |  |  | 40 | HVAC |  | Total | HVAC
| ~~~~~~~~~~~~~~~~~~~~~~~~~~~~~ |  | Invalid | [5 empty] | 37 |  |  |  |  | ~~~~~~~~~~~~~~~~~~~~~~~~~~~~~ |  | Invalid | [5 empty] | 40 |  | 0.1 |  |  | 4040100 | Replace Existing Equipment | Others |  |  | 10 |  |  |  |  | 42 | Cooling |  | Total | HVAC
04 | T8 - 2 ft - 1 Lamp | T8 - 2ft - 1 Lamp - 18W | 16 |  | T8 | 2 ft | 1 Lamp | Fixture | 38 | ComEd |  |  | 40625 | Induction (Please Describe) |  |  |  | Efficient Induction Fixture |  |  | Fixture | 41 |  | 0.1 | 0.07
04 | T8 - 2 ft - 2 Lamp | T8 - 2ft - 2 Lamp - 18W | 32 |  | T8 | 2 ft | 2 Lamp | Fixture | 39 | ComEd |  |  | 40624 | CFL |  |  |  | CFL |  |  | Fixture | 42 |  | 0.1 |  |  | Measure Number | Project Category | Proj Desc 1 | Proj Desc 2 | Inc Rate | EUL | Measure Group | Measure Subgroup 1 | Measure Subgroup 2 | Units | Order | End Use Category | Factor | Cost Basis | Application Tab
04 | T8 - 2 ft - 3 Lamp | T8 - 2ft - 3 Lamp - 18W | 48 |  | T8 | 2 ft | 3 Lamp | Fixture | 40 | ComEd |  |  | 40626 | Others (Please Describe) |  |  |  | New Efficient Lighting Fixture | Other |  | Fixture | 43 |  | 0.1 | 0.07 |  |  |  | Interior |  |  | 15 |  |  |  |  | 1 | Lighting |  |  | Lighting
04 | T8 - 2 ft - 4 Lamp | T8 - 2ft - 4 Lamp - 18W | 64 |  | T8 | 2 ft | 4 Lamp | Fixture | 41 | ComEd | [18 empty] | Exterior 24/7 |  |  | 15 |  |  |  |  | 2 | Miscellaneous |  |  | Lighting
04 | T8 - 3 ft - 1 Lamp | T8 - 3ft - 1 Lamp - 25W | 23 |  | T8 | 3 ft | 1 Lamp | Fixture | 42 | ComEd
04 | T8 - 3 ft - 2 Lamp | T8 - 3ft - 2 Lamp - 25W | 46 |  | T8 | 3 ft | 2 Lamp | Fixture | 43 | ComEd |  |  | Measure Number | Eff Desc 1 | Eff Desc 2 | Eff Watt 1 | Eff Watt 2 | Measure Group | Measure Subgroup 1 | Measure Subgroup 2 | Unit | Order | Source (Standard Wattage Table) | Inc Rate | Inc Rate Exterior
04 | T8 - 3 ft - 3 Lamp | T8 - 3ft - 3 Lamp - 25W | 69 |  | T8 | 3 ft | 3 Lamp | Fixture | 44 | ComEd |  |  | 40616 | LED - Linear Tube LED Fixture |  |  |  | LED | Linear Tube LED Fixture |  | Fixture | 1 |  | 0.1 | 0.07
04 | T8 - 3 ft - 4 Lamp | T8 - 3ft - 4 Lamp - 25W | 92 |  | T8 | 3 ft | 4 Lamp | Fixture | 45 | ComEd |  |  | 40617 | LED - Non Linear LED Fixture |  |  |  | LED | Non Linear LED Fixture |  | Fixture | 2 |  | 0.1 | 0.07
04 | T8 - 4 ft - 1 Lamp | T8 - 4ft - 1 Lamp - 32W | 32 |  | T8 | 4 ft | 1 Lamp | Fixture | 46 | ComEd | [16 empty] | Measure Number | Project Category | Proj Desc 1 | Proj Desc 2 | Inc Rate | EUL | Measure Group | Measure Subgroup 1 | Measure Subgroup 2 | Units | Order | End Use Category | Factor | Cost Basis | Application Tab
04 | T8 - 4 ft - 2 Lamp | T8 - 4ft - 2 Lamp - 64W | 59 |  | T8 | 4 ft | 2 Lamp | Fixture | 47 | ComEd | [16 empty] | 4060201 | New/Replace Failed Equip. | Dimming Occupancy Sensor (Incremental) |  |  | 10 |  |  |  |  | 1 | Lighting |  | Incremental | Lighting Controls
04 | T8 - 4 ft - 3 Lamp | T8 - 4ft - 3 Lamp - 32W | 88 |  | T8 | 4 ft | 3 Lamp | Fixture | 48 | ComEd | [16 empty] | 4060101 | New/Replace Failed Equip. | Dimming Daylight Sensor (Incremental) |  |  | 10 |  |  |  |  | 2 | Lighting |  | Incremental | Lighting Controls
04 | T8 - 4 ft - 4 Lamp | T8 - 4ft - 4 Lamp - 32W | 114 |  | T8 | 4 ft | 4 Lamp | Fixture | 49 | ComEd | [16 empty] | 4060211 | New/Replace Failed Equip. | On/Off Occupancy Sensor (Incremental) |  |  | 10 |  |  |  |  | 3 | Lighting |  | Incremental | Lighting Controls
04 | T8 - 4 ft - 6 Lamp | T8 - 4ft - 6 Lamp - 32W | 175 |  | T8 | 4 ft | 6 Lamp | Fixture | 50 | ComEd | [16 empty] | 4060111 | New/Replace Failed Equip. | On/Off Daylight Sensor (Incremental) |  |  | 10 |  |  |  |  | 4 | Lighting |  | Incremental | Lighting Controls
04 | T8 - 4 ft - 6 L High Bay | T8 - 4ft - 6 Lamp - 32W HBF | 221 |  | T8 | 4 ft | 6 Lamp | Fixture | 51 | Ameren IL | [16 empty] | 4040201 | New/Replace Failed Equip. | Others (Incremental) |  |  | 10 |  |  |  |  | 5 | Lighting |  | Incremental | Lighting Controls
04 | T8 - 4 ft - 8 L High Bay | T8 - 4ft - 8 Lamp - 32W HBF | 292 |  | T8 | 4 ft | 8 Lamp | Fixture | 52 | Ameren IL | [16 empty] | 4060200 | Replace Existing Equipment | Dimming Occupancy Sensor |  |  | 10 |  |  |  |  | 6 | Lighting |  | Total | Lighting Controls
04 | T8 - 5 ft - 1 Lamp | T8 - 5ft - 1 Lamp - 40W | 39 |  | T8 | 5 ft | 1 Lamp | Fixture | 53 | Xcel | [16 empty] | 4060100 | Replace Existing Equipment | Dimming Daylight Sensor |  |  | 10 |  |  |  |  | 7 | Lighting |  | Total | Lighting Controls
04 | T8 - 5 ft - 2 Lamp | T8 - 5ft - 2 Lamp - 40W | 75 |  | T8 | 5 ft | 2 Lamp | Fixture | 54 | Xcel | [16 empty] | 4060210 | Replace Existing Equipment | On/Off Occupancy Sensor |  |  | 10 |  |  |  |  | 8 | Lighting |  | Total | Lighting Controls
04 | T8 - 5 ft - 3 Lamp | T8 - 5ft - 3 Lamp - 40W | 107 |  | T8 | 5 ft | 3 Lamp | Fixture | 55 | Xcel | [16 empty] | 4060110 | Replace Existing Equipment | On/Off Daylight Sensor |  |  | 10 |  |  |  |  | 9 | Lighting |  | Total | Lighting Controls
04 | T8 - 5 ft - 4 Lamp | T8 - 5ft - 4 Lamp - 40W | 116 |  | T8 | 5 ft | 4 Lamp | Fixture | 56 | Xcel | [16 empty] | 4040200 | Replace Existing Equipment | Others |  |  | 10 |  |  |  |  | 10 | Lighting |  | Total | Lighting Controls
04 | T8 - 6 ft - 1 Lamp | T8 - 6ft - 1 Lamp - 46W | 50 |  | T8 | 6 ft | 1 Lamp | Fixture | 57 | Xcel
04 | T8 - 6 ft - 2 Lamp | T8 - 6ft - 2 Lamp - 46W | 88 |  | T8 | 6 ft | 2 Lamp | Fixture | 58 | Xcel | [16 empty] | Measure Number | Project Category | Proj Desc 1 | Proj Desc 2 | Inc Rate | EUL | Measure Group | Measure Subgroup 1 | Measure Subgroup 2 | Units | Order | End Use Category | Factor | Cost Basis | Application Tab
04 | T8 - 8 ft - 1 Lamp | T8 - 8ft - 1 Lamp - 59W | 62 |  | T8 | 8 ft | 1 Lamp | Fixture | 59 | ComEd | [16 empty] | 4030101 | New/Replace Failed Equip. | Commercial Cooker (Incremental) |  |  | 12 |  |  |  |  | 1 | Cooking |  | Incremental | Cooking / Water Heat
04 | T8 - 8 ft - 2 Lamp | T8 - 8ft - 2 Lamp - 59W | 124 |  | T8 | 8 ft | 2 Lamp | Fixture | 60 | ComEd | [16 empty] | 4030201 | New/Replace Failed Equip. | Commercial Fryer (Incremental) |  |  | 12 |  |  |  |  | 2 | Cooking |  | Incremental | Cooking / Water Heat
04 | T8 - 8 ft - 3 Lamp | T8 - 8ft - 3 Lamp - 59W | 186 |  | T8 | 8 ft | 3 Lamp | Fixture | 61 | ComEd | [16 empty] | 4030301 | New/Replace Failed Equip. | Commercial Range Hood (Incremental) |  |  | 15 |  |  |  |  | 3 | Cooking |  | Incremental | Cooking / Water Heat
04 | T8 - 8 ft - 4 Lamp | T8 - 8ft - 4 Lamp - 59W | 248 |  | T8 | 8 ft | 4 Lamp | Fixture | 62 | ComEd | [16 empty] | 4030401 | New/Replace Failed Equip. | Commercial Steamer (Incremental) |  |  | 12 |  |  |  |  | 4 | Cooking |  | Incremental | Cooking / Water Heat
04 | T8 - 8 ft - 6 Lamp | T8 - 8ft - 6 Lamp - 59W | 328 |  | T8 | 8 ft | 6 lamp | Fixture | 63 | ComEd | [16 empty] | 4030501 | New/Replace Failed Equip. | Hot Food Holding Cabinent (Incremental) |  |  | 12 |  |  |  |  | 5 | Cooking |  | Incremental | Cooking / Water Heat
05 | T8 HO - 8 ft - 1 Lamp | T8 - 8ft - 1 Lamp - 86W - HO | 85 |  | T8 HO | 8 ft | 1 Lamp | Fixture | 64 | ComEd | [16 empty] | 4120101 | New/Replace Failed Equip. | Heat Pump Pool Heater (Incremental) |  |  | 10 |  |  |  |  | 6 | Water Heating |  | Incremental | Cooking / Water Heat
05 | T8 HO - 8 ft - 2 Lamp | T8 - 8ft - 2 Lamp - 86W - HO | 160 |  | T8 HO | 8 ft | 2 Lamp | Fixture | 65 | ComEd | [16 empty] | 4120201 | New/Replace Failed Equip. | Heat Pump Water Heater (Incremental) |  |  | 15 |  |  |  |  | 7 | Water Heating |  | Incremental | Cooking / Water Heat
05 | T8 HO - 8 ft - 3 Lamp | T8 - 8ft - 3 Lamp - 86W - HO | 285 |  | T8 HO | 8 ft | 3 Lamp | Fixture | 66 | Oncor | [16 empty] | 4040301 | New/Replace Failed Equip. | Others (Incremental) |  |  | 10 |  |  |  |  | 8 | Water Heating |  | Incremental | Cooking / Water Heat
05 | T8 HO - 8 ft - 4 Lamp | T8 - 8ft - 4 Lamp - 86W - HO | 320 |  | T8 HO | 8 ft | 4 Lamp | Fixture | 67 | ComEd | [16 empty] | 4030100 | Replace Existing Equipment | Commercial Cooker |  |  | 12 |  |  |  |  | 9 | Cooking |  | Total | Cooking / Water Heat
04 | T8 - U-Tube - 1 Lamp | T8 - U-Tube - 1 Lamp - 30W | 28 |  | T8 | 4 ft | 1 Lamp | Fixture | 68 | ComEd | [16 empty] | 4030200 | Replace Existing Equipment | Commercial Fryer |  |  | 12 |  |  |  |  | 10 | Cooking |  | Total | Cooking / Water Heat
04 | T8 - U-Tube - 2 Lamp | T8 - U-Tube - 2 Lamp - 30W | 56 |  | T8 | 4 ft | 2 Lamp | Fixture | 69 | ComEd | [16 empty] | 4030300 | Replace Existing Equipment | Commercial Range Hood |  |  | 15 |  |  |  |  | 11 | Cooking |  | Total | Cooking / Water Heat
04 | T8 - U-Tube - 3 Lamp | T8 - U-Tube - 3 Lamp - 30W | 89 |  | T8 | 4 ft | 3 Lamp | Fixture | 70 | ComEd | [16 empty] | 4030400 | Replace Existing Equipment | Commercial Steamer |  |  | 12 |  |  |  |  | 12 | Cooking |  | Total | Cooking / Water Heat
| ~~~~~~~~~~~~~~~~~~~~~~~~~~~~~ |  | Invalid | [5 empty] | 71 | [17 empty] | 4030500 | Replace Existing Equipment | Hot Food Holding Cabinent |  |  | 12 |  |  |  |  | 13 | Cooking |  | Total | Cooking / Water Heat
06 | T5 - 2 ft - 1 Lamp | T5 - 2ft - 1 Lamp - 14W | 28 |  | T5 | 2 ft | 1 Lamp | Fixture | 72 | Ameren IL | [16 empty] | 4120100 | Replace Existing Equipment | Heat Pump Pool Heater |  |  | 10 |  |  |  |  | 14 | Water Heating |  | Total | Cooking / Water Heat
06 | T5 - 2 ft - 2 Lamp | T5 - 2ft - 2 Lamp - 14W | 54 |  | T5 | 2 ft | 2 Lamp | Fixture | 73 | Ameren IL | [16 empty] | 4120200 | Replace Existing Equipment | Heat Pump Water Heater |  |  | 15 |  |  |  |  | 15 | Water Heating |  | Total | Cooking / Water Heat
06 | T5 - 4 ft - 1 Lamp | T5 - 4ft - 1 Lamp - 28W | 32 |  | T5 | 4 ft | 1 Lamp | Fixture | 74 | Ameren IL | [16 empty] | 4040300 | Replace Existing Equipment | Others |  |  | 10 |  |  |  |  | 16 | Water Heating |  | Total | Cooking / Water Heat
06 | T5 - 4 ft - 2 Lamp | T5 - 4ft - 2 Lamp - 28W | 64 |  | T5 | 4 ft | 2 Lamp | Fixture | 75 | Ameren IL
06 | T5 - 4 ft - 3 Lamp | T5 - 4ft - 3 Lamp - 28W | 96 |  | T5 | 4 ft | 3 Lamp | Fixture | 76 | Ameren IL | [16 empty] | Measure Number | Project Category | Proj Desc 1 | Proj Desc 2 | Inc Rate | EUL | Measure Group | Measure Subgroup 1 | Measure Subgroup 2 | Units | Order | End Use Category | Factor | Cost Basis | Application Tab
06 | T5 - 4 ft - 4 Lamp | T5 - 4ft - 4 Lamp - 28W | 128 |  | T5 | 4 ft | 4 Lamp | Fixture | 77 | Ameren IL | [16 empty] | 4020601 | New/Replace Failed Equip. | Efficient Air Compressor (Incremental) |  |  | 15 |  |  |  |  | 1 | Air Comp |  | Incremental | Compressed Air / Process
06 | T5 - 4 ft - 6 Lamp | T5 - 4ft - 6 Lamp - 28W | 192 |  | T5 | 4 ft | 6 Lamp | Fixture | 78 | ComEd | [16 empty] | 4020401 | New/Replace Failed Equip. | Compressed Air Optimization (Incremental) |  |  | 10 |  |  |  |  | 2 | Air Comp |  | Incremental | Compressed Air / Process
06 | T5 - 4 ft - 8 Lamp | T5 - 4ft - 8 Lamp - 28W | 256 |  | T5 | 4 ft | 8 Lamp | Fixture | 79 | ComEd | [16 empty] | 4090101 | New/Replace Failed Equip. | Compressor Optimization (Incremental) |  |  | 15 |  |  |  |  | 3 | Process |  | Incremental | Compressed Air / Process
06 | T5 - 5 ft - 1 Lamp | T5 - 5ft - 1 Lamp - 35W | 40 |  | T5 | 5 ft | 1 Lamp | Fixture | 80 | Xcel | [16 empty] | 4020801 | New/Replace Failed Equip. | VFD for Air Compressor (Incremental) |  |  | 15 |  |  |  |  | 4 | Air Comp |  | Incremental | Compressed Air / Process
06 | T5 - 5 ft - 2 Lamp | T5 - 5ft - 2 Lamp - 35W | 77 |  | T5 | 5 ft | 2 Lamp | Fixture | 81 | Xcel | [16 empty] | 4090201 | New/Replace Failed Equip. | Optimizing Process Cooling (Incremental) |  |  | 15 |  |  |  |  | 5 | Process |  | Incremental | Compressed Air / Process
07 | T5 HO - 3 ft - 1 Lamp | T5 - 3 ft - 1 Lamp - 39W - HO | 42 |  | T5 HO | 3 ft | 1 Lamp | Fixture | 82 | Xcel | [16 empty] | 4090301 | New/Replace Failed Equip. | Optimizing Process Heating (Incremental) |  |  | 15 |  |  |  |  | 6 | Process |  | Incremental | Compressed Air / Process
07 | T5 HO - 3 ft - 2 Lamp | T5 - 3 ft - 2 Lamp - 39W - HO | 85 |  | T5 HO | 3 ft | 2 Lamp | Fixture | 83 | Xcel | [16 empty] | 4020301 | New/Replace Failed Equip. | Compressed Air Engineered Nozzle (Incremental) |  |  | 15 |  |  |  |  | 7 | Air Comp |  | Incremental | Compressed Air / Process
07 | T5 HO - 4 ft - 1 Lamp | T5 - 4ft - 1 Lamp - 54W - HO | 59 |  | T5 HO | 4 ft | 1 Lamp | Fixture | 84 | Ameren IL | [16 empty] | 4040501 | New/Replace Failed Equip. | Others (Incremental) |  |  | 10 |  |  |  |  | 8 | Process |  | Incremental | Compressed Air / Process
07 | T5 HO - 4 ft - 2 Lamp | T5 - 4ft - 2 Lamp - 54W - HO | 120 |  | T5 HO | 4 ft | 2 Lamp | Fixture | 85 | Ameren IL | [16 empty] | 4020600 | Replace Existing Equipment | Efficient Air Compressor |  |  | 15 |  |  |  |  | 9 | Air Comp |  | Total | Compressed Air / Process
07 | T5 HO - 4 ft - 3 Lamp | T5 - 4ft - 3 Lamp - 54W - HO | 180 |  | T5 HO | 4 ft | 3 Lamp | Fixture | 86 | Ameren IL | [16 empty] | 4020400 | Replace Existing Equipment | Compressed Air Optimization |  |  | 10 |  |  |  |  | 10 | Air Comp |  | Total | Compressed Air / Process
07 | T5 HO - 4 ft - 4 Lamp | T5 - 4ft - 4 Lamp - 54W - HO | 234 |  | T5 HO | 4 ft | 4 Lamp | Fixture | 87 | Ameren IL | [16 empty] | 4090100 | Replace Existing Equipment | Compressor Optimization |  |  | 15 |  |  |  |  | 11 | Process |  | Total | Compressed Air / Process
07 | T5 HO - 4 ft - 6 Lamp | T5 - 4ft - 6 Lamp - 54W - HO | 360 |  | T5 HO | 4 ft | 6 Lamp | Fixture | 88 | ComEd | [16 empty] | 4020800 | Replace Existing Equipment | VFD for Air Compressor |  |  | 15 |  |  |  |  | 12 | Air Comp |  | Total | Compressed Air / Process
07 | T5 HO - 4 ft - 8 Lamp | T5 - 4ft - 8 Lamp - 54W - HO | 468 |  | T5 HO | 4 ft | 8 Lamp | Fixture | 89 | ComEd | [16 empty] | 4090200 | Replace Existing Equipment | Optimizing Process Cooling |  |  | 15 |  |  |  |  | 13 | Process |  | Total | Compressed Air / Process
07 | T5 HO - 4 ft - 10 Lamp | T5 - 4ft - 10 Lamp - 54W - HO | 577 |  | T5 HO | 4 ft | 10 Lamp | Fixture | 90 | [17 empty] | 4090300 | Replace Existing Equipment | Optimizing Process Heating |  |  | 15 |  |  |  |  | 14 | Process |  | Total | Compressed Air / Process
| ~~~~~~~~~~~~~~~~~~~~~~~~~~~~~ |  | Invalid | [5 empty] | 91 | [17 empty] | 4020300 | Replace Existing Equipment | Compressed Air Engineered Nozzle |  |  | 15 |  |  |  |  | 15 | Air Comp |  | Total | Compressed Air / Process
08 | MH - 50 Watt | MH 50W | 72 |  | Metal Halide | 50 Watt |  | Fixture | 92 | ComEd | [16 empty] | 4040500 | Replace Existing Equipment | Others |  |  | 10 |  |  |  |  | 16 | Process |  | Total | Compressed Air / Process
08 | MH - 70 Watt | MH 70W | 95 |  | Metal Halide | 70 Watt |  | Fixture | 93 | Ameren IL
08 | MH - 100 Watt | MH 100W | 114 |  | Metal Halide | 100 Watt |  | Fixture | 94 | Ameren IL | [16 empty] | Measure Number | Project Category | Proj Desc 1 | Proj Desc 2 | Inc Rate | EUL | Measure Group | Measure Subgroup 1 | Measure Subgroup 2 | Units | Order | End Use Category | Factor | Cost Basis | Application Tab
08 | MH - 150 Watt | MH 150W | 190 |  | Metal Halide | 150 Watt |  | Fixture | 95 | ComEd | [16 empty] | 4080101 | New/Replace Failed Equip. | Efficient Motor (Incremental) |  |  | 15 |  |  |  |  | 1 | Motors |  | Incremental | Motor/Pump/VFD
08 | MH - 175 Watt | MH 175W | 199 |  | Metal Halide | 175 Watt |  | Fixture | 96 | Ameren IL | [16 empty] | 4080201 | New/Replace Failed Equip. | Efficient Pumps (Incremental) |  |  | 15 |  |  |  |  | 2 | Motors |  | Incremental | Motor/Pump/VFD
08 | MH - 250 Watt | MH 250W | 284 |  | Metal Halide | 250 Watt |  | Fixture | 97 | Ameren IL | [16 empty] | 4052121 | New/Replace Failed Equip. | VFD for Fan (Incremental) |  |  | 10 |  |  |  |  | 3 | HVAC |  | Incremental | Motor/Pump/VFD
08 | MH - 400 Watt | MH 400W | 455 |  | Metal Halide | 400 Watt |  | Fixture | 98 | Ameren IL | [16 empty] | 4080801 | New/Replace Failed Equip. | VFD for Pump (Incremental) |  |  | 15 |  |  |  |  | 4 | Motors |  | Incremental | Motor/Pump/VFD
08 | MH - 1000 Watt | MH 1000W | 1080 |  | Metal Halide | 1000 Watt |  | Fixture | 99 | Ameren IL | [16 empty] | 4020801 | New/Replace Failed Equip. | VFD for Air Compressor (Incremental) |  |  | 15 |  |  |  |  | 5 | Air Comp |  | Incremental | Motor/Pump/VFD
08 | MH - 1500 Watt | MH 1500W | 1610 |  | Metal Halide | 1500 Watt |  | Fixture | 100 | ComEd | [16 empty] | 4052111 | New/Replace Failed Equip. | VFD for Chiller (Incremental) |  |  | 15 |  |  |  |  | 6 | Cooling |  | Incremental | Motor/Pump/VFD
08 | MH - 2000 Watt | MH 2000W | 2140 |  | Metal Halide | 2000 Watt |  | Fixture | 101 | Xcel | [16 empty] | 4080701 | New/Replace Failed Equip. | VFD for Process Motor (Incremental) |  |  | 15 |  |  |  |  | 7 | Motors |  | Incremental | Motor/Pump/VFD
09 | Pulse Start MH - 200 Watt |  | 227 |  | Pulse Start Metal Halide | 200 Watt |  | Fixture | 102 | Ameren IL | [16 empty] | 4050801 | New/Replace Failed Equip. | ECM Motor for HVAC (Incremental) |  |  | 15 |  |  |  |  | 8 | HVAC |  | Incremental | Motor/Pump/VFD
09 | Pulse Start MH - 320 Watt |  | 364 |  | Pulse Start Metal Halide | 320 Watt |  | Fixture | 103 | Ameren IL | [16 empty] | 4100401 | New/Replace Failed Equip. | ECM Motor for Refrigeration (Incremental) |  |  | 15 |  |  |  |  | 9 | Refrigeration |  | Incremental | Motor/Pump/VFD
09 | Pulse Start MH - 350 Watt |  | 398 |  | Pulse Start Metal Halide | 350 Watt |  | Fixture | 104 | Ameren IL | [16 empty] | 4040401 | New/Replace Failed Equip. | Others (Incremental) |  |  | 10 |  |  |  |  | 10 | Motors |  | Incremental | Motor/Pump/VFD
09 | Pulse Start MH - 400 Watt |  | 456 |  | Pulse Start Metal Halide | 400 Watt |  | Fixture | 105 | ComEd | [16 empty] | 4080100 | Replace Existing Equipment | Efficient Motor |  |  | 15 |  |  |  |  | 11 | Motors |  | Total | Motor/Pump/VFD
09 | Pulse Start MH - 1000 Watt |  | 1080 |  | Pulse Start Metal Halide | 1000 Watt |  | Fixture | 106 | ComEd | [16 empty] | 4080200 | Replace Existing Equipment | Efficient Pumps |  |  | 15 |  |  |  |  | 12 | Motors |  | Total | Motor/Pump/VFD
| ~~~~~~~~~~~~~~~~~~~~~~~~~~~~~ |  | Invalid | [5 empty] | 107 | [17 empty] | 4052120 | Replace Existing Equipment | VFD for Fan |  |  | 10 |  |  |  |  | 13 | HVAC |  | Total | Motor/Pump/VFD
11 | HPS - 35 Watt | HPS 35W | 46 |  | High Pressure Sodium | 35 Watt |  | Fixture | 108 | Ameren IL | [16 empty] | 4080800 | Replace Existing Equipment | VFD for Pump |  |  | 15 |  |  |  |  | 14 | Motors |  | Total | Motor/Pump/VFD
11 | HPS - 50 Watt | HPS 50W | 66 |  | High Pressure Sodium | 50 Watt |  | Fixture | 109 | Ameren IL | [16 empty] | 4020800 | Replace Existing Equipment | VFD for Air Compressor |  |  | 15 |  |  |  |  | 15 | Air Comp |  | Total | Motor/Pump/VFD
11 | HPS - 70 watt | HPS 70W | 95 |  | High Pressure Sodium | 70 watt |  | Fixture | 110 | Ameren IL | [16 empty] | 4052110 | Replace Existing Equipment | VFD for Chiller |  |  | 15 |  |  |  |  | 16 | Cooling |  | Total | Motor/Pump/VFD
11 | HPS - 100 Watt | HPS 100W | 138 |  | High Pressure Sodium | 100 Watt |  | Fixture | 111 | Ameren IL | [16 empty] | 4080700 | Replace Existing Equipment | VFD for Process Motor |  |  | 15 |  |  |  |  | 17 | Motors |  | Total | Motor/Pump/VFD
11 | HPS - 150 Watt | HPS 150W | 188 |  | High Pressure Sodium | 150 Watt |  | Fixture | 112 | Ameren IL | [16 empty] | 4050800 | Replace Existing Equipment | ECM Motor for HVAC |  |  | 15 |  |  |  |  | 18 | HVAC |  | Total | Motor/Pump/VFD
11 | HPS - 200 Watt | HPS 200W | 250 |  | High Pressure Sodium | 200 Watt |  | Fixture | 113 | Ameren IL | [16 empty] | 4100400 | Replace Existing Equipment | ECM Motor for Refrigeration |  |  | 15 |  |  |  |  | 19 | Refrigeration |  | Total | Motor/Pump/VFD
11 | HPS - 250 Watt | HPS 250W | 295 |  | High Pressure Sodium | 250 Watt |  | Fixture | 114 | Ameren IL | [16 empty] | 4040400 | Replace Existing Equipment | Others |  |  | 10 |  |  |  |  | 20 | Motors |  | Total | Motor/Pump/VFD
11 | HPS - 400 Watt | HPS 400W | 465 |  | High Pressure Sodium | 400 Watt |  | Fixture | 115 | Ameren IL
11 | HPS - 1000 Watt | HPS 1000W | 1100 |  | High Pressure Sodium | 1000 Watt |  | Fixture | 116 | Ameren IL | [16 empty] | Measure Number | Project Category | Proj Desc 1 | Proj Desc 2 | Inc Rate | EUL | Measure Group | Measure Subgroup 1 | Measure Subgroup 2 | Units | Order | End Use Category | Factor | Cost Basis | Application Tab
| ~~~~~~~~~~~~~~~~~~~~~~~~~~~~~ |  | Invalid |  |  |  |  | Fixture | 117 | [17 empty] | 4100201 | New/Replace Failed Equip. | Commercial Freezer (Incremental) |  |  | 12 |  |  |  |  | 1 | Refrigeration |  | Incremental | Refrigeration
10 | MV - 40 Watt | MV 40W | 50 |  | Mercury Vapor | 40 Watt |  | Fixture | 118 | Ameren IL | [16 empty] | 4100301 | New/Replace Failed Equip. | Commercial Refrigerator (Incremental) |  |  | 12 |  |  |  |  | 2 | Refrigeration |  | Incremental | Refrigeration
10 | MV - 50 Watt | MV 50W | 74 |  | Mercury Vapor | 50 Watt |  | Fixture | 119 | Ameren IL | [16 empty] | 4100401 | New/Replace Failed Equip. | ECM Motor for Refrigeration (Incremental) |  |  | 15 |  |  |  |  | 3 | Refrigeration |  | Incremental | Refrigeration
10 | MV - 75 Watt | MV 75W | 93 |  | Mercury Vapor | 75 Watt |  | Fixture | 120 | Ameren IL | [16 empty] | 4100511 | New/Replace Failed Equip. | Freezer Insulation (Incremental) |  |  | 12 |  |  |  |  | 4 | Refrigeration |  | Incremental | Refrigeration
10 | MV - 100 Watt | MV 100W | 125 |  | Mercury Vapor | 100 Watt |  | Fixture | 121 | Ameren IL | [16 empty] | 4100521 | New/Replace Failed Equip. | Refrigeration Insulation (Incremental) |  |  | 12 |  |  |  |  | 5 | Refrigeration |  | Incremental | Refrigeration
10 | MV - 175 Watt | MV 175W | 205 |  | Mercury Vapor | 175 Watt |  | Fixture | 122 | Ameren IL | [16 empty] | 4100601 | New/Replace Failed Equip. | Controls (Incremental) |  |  | 15 |  |  |  |  | 6 | Refrigeration |  | Incremental | Refrigeration
10 | MV - 250 Watt | MV 250W | 290 |  | Mercury Vapor | 250 Watt |  | Fixture | 123 | Ameren IL | [16 empty] | 4040601 | New/Replace Failed Equip. | Others (Incremental) |  |  | 12 |  |  |  |  | 7 | Refrigeration |  | Incremental | Refrigeration
10 | MV - 400 Watt | MV 400W | 455 |  | Mercury Vapor | 400 Watt |  | Fixture | 124 | Ameren IL | [16 empty] | 4100200 | Replace Existing Equipment | Commercial Freezer |  |  | 12 |  |  |  |  | 8 | Refrigeration |  | Total | Refrigeration
10 | MV - 1000 Watt | MV 1000W | 1075 |  | Mercury Vapor | 1000 Watt |  | Fixture | 125 | ComEd | [16 empty] | 4100300 | Replace Existing Equipment | Commercial Refrigerator |  |  | 12 |  |  |  |  | 9 | Refrigeration |  | Total | Refrigeration
| ~~~~~~~~~~~~~~~~~~~~~~~~~~~~~ |  | Invalid | [5 empty] | 126 | [17 empty] | 4100400 | Replace Existing Equipment | ECM Motor for Refrigeration |  |  | 15 |  |  |  |  | 10 | Refrigeration |  | Total | Refrigeration
14 | Signage (Describe) |  |  |  | Inefficient Signage Fixture |  |  | Fixture | 127 | [17 empty] | 4100510 | Replace Existing Equipment | Freezer Insulation |  |  | 12 |  |  |  |  | 11 | Refrigeration |  | Total | Refrigeration
15 | Neon (Describe) |  |  |  | Inefficient Neon Fixture |  |  | Fixture | 128 | [17 empty] | 4100520 | Replace Existing Equipment | Refrigeration Insulation |  |  | 12 |  |  |  |  | 12 | Refrigeration |  | Total | Refrigeration
17 | Induction (Describe) |  |  |  | Inefficient Induction Fixture |  |  | Fixture | 129 | [17 empty] | 4100600 | Replace Existing Equipment | Controls |  |  | 15 |  |  |  |  | 13 | Refrigeration |  | Total | Refrigeration
16 | Others (Describe) |  |  |  | Existing Inefficient Lighting Fixture | Other |  | Fixture | 130 | [17 empty] | 4040600 | Replace Existing Equipment | Others |  |  | 12 |  |  |  |  | 14 | Refrigeration |  | Total | Refrigeration
[27 empty] | Measure Number | Project Category | Proj Desc 1 | Proj Desc 2 | Inc Rate | EUL | Measure Group | Measure Subgroup 1 | Measure Subgroup 2 | Units | Order | End Use Category | Factor | Cost Basis | Application Tab
[27 empty] | 4010101 | New/Replace Failed Equip. | Wall Insulation (Incremental) |  |  | 20 |  |  |  |  | 1 | Building Shell |  | Incremental | Miscellaneous
[27 empty] | 4010201 | New/Replace Failed Equip. | Window Film (Incremental) |  |  | 10 |  |  |  |  | 2 | Building Shell |  | Incremental | Miscellaneous
[27 empty] | 4010301 | New/Replace Failed Equip. | Window Replacement (Incremental) |  |  | 15 |  |  |  |  | 3 | Building Shell |  | Incremental | Miscellaneous
[27 empty] | 4070101 | New/Replace Failed Equip. | Others (Incremental) |  |  | 10 |  |  |  |  | 4 | Building Shell |  | Incremental | Miscellaneous
[27 empty] | 4010100 | Replace Existing Equipment | Wall Insulation |  |  | 20 |  |  |  |  | 5 | Building Shell |  | Total | Miscellaneous
[27 empty] | 4010200 | Replace Existing Equipment | Window Film |  |  | 10 |  |  |  |  | 6 | Building Shell |  | Total | Miscellaneous
[27 empty] | 4010300 | Replace Existing Equipment | Window Replacement |  |  | 15 |  |  |  |  | 7 | Building Shell |  | Total | Miscellaneous
[27 empty] | 4070100 | Replace Existing Equipment | Others |  |  | 10 |  |  |  |  | 8 | Building Shell |  | Total | Miscellaneous

## CBDATA (hidden)
Cost Benefit Data
Electric and Gas Avoided Cost
Updated 12/2022
Equation
Electricity Losses | 4.84% |  | (1+ELOSS)*PEAKTD*(1+CAPRESERVE)*((KWH*NPVAEC)+(KW*NPVACCTD))/PROJCOST
Electricity Discount Rate | 6.59%
Peak T&D Adj Factor | 1.008
Year | Year Number | Capacity Reserve Margin | Elec. AEC Factor | Avoid Energy Cost $/MWh | Elec. ACC Factor | Avoided Capacity Cost $/kW | AT&D Factor | Avoided T&D $/kW | NPV AEC $/kWh | NPV ACC+T&D $/kW
2025 | 0 | 0.165 |  | 30.6669 |  | 90.9182 |  | 23.5576 | 0.030667 | 114.4758
2026 | 1 | 0.168 |  | 32.8179 |  | 92.7366 |  | 24.0287 | 0.061456 | 224.022
2027 | 2 | 0.17 |  | 35.1812 |  | 94.5913 |  | 24.5093 | 0.092421 | 328.8509
2028 | 3 | 0.165 |  | 37.4472 |  | 96.4832 |  | 24.9995 | 0.12334 | 429.1657
2029 | 4 | 0.163 |  | 39.4933 |  | 98.4128 |  | 25.4995 | 0.15394 | 525.1606
2030 | 5 | 0.161 |  | 41.5696 |  | 100.3811 |  | 26.0094 | 0.18415 | 617.0219
2031 | 6 | 0.159 |  | 42.3277 |  | 102.3887 |  | 26.5296 | 0.21301 | 704.9273
2032 | 7 | 0.159 |  | 43.1116 |  | 104.4365 |  | 27.0602 | 0.24059 | 789.0474
2033 | 8 | 0.159 |  | 43.5341 |  | 106.5252 |  | 27.6014 | 0.26672 | 869.5451
2034 | 9 | 0.159 |  | 44.7708 |  | 108.6557 |  | 28.1535 | 0.29193 | 946.5763
2035 | 10 | 0.159 |  | 45.7912 |  | 110.8288 |  | 28.7165 | 0.31612 | 1020.2905
2036 | 11 | 0.159 |  | 46.5186 |  | 113.0454 |  | 29.2909 | 0.33917 | 1090.8303
2037 | 12 | 0.159 |  | 47.6947 |  | 115.3063 |  | 29.8767 | 0.36135 | 1158.3326
2038 | 13 | 0.159 |  | 48.5001 |  | 117.6124 |  | 30.4742 | 0.3825 | 1222.928
2039 | 14 | 0.159 |  | 48.7653 |  | 119.9647 |  | 31.0837 | 0.40246 | 1284.7418
2040 | 15 | 0.159 |  | 49.4243 |  | 122.364 |  | 31.7054 | 0.42143 | 1343.8938
2041 | 16 | 0.159 |  | 50.2933 |  | 124.8112 |  | 32.3395 | 0.43955 | 1400.4986
2042 | 17 | 0.159 |  | 50.8006 |  | 127.3075 |  | 32.9863 | 0.45672 | 1454.6658
2043 | 18 | 0.159 |  | 51.4219 |  | 129.8536 |  | 33.646 | 0.47302 | 1506.5005
2044 | 19 | 0.159 |  | 52.1435 |  | 132.4507 |  | 34.3189 | 0.48853 | 1556.1031
2045 | 20 | 0.159 |  | 52.7249 |  | 135.0997 |  | 35.0053 | 0.50324 | 1603.5696
2046 | 21 | 0.159 |  | 53.2746 |  | 137.8017 |  | 35.7054 | 0.51719 | 1648.9922
2047 | 22 | 0.159 |  | 54.0077 |  | 140.5577 |  | 36.4195 | 0.53045 | 1692.4587
2048 | 23 | 0.159 |  | 54.689 |  | 143.3689 |  | 37.1479 | 0.54305 | 1734.0535
2049 | 24 | 0.159 |  | 55.2821 |  | 146.2363 |  | 37.8909 | 0.555 | 1773.8572
2050 | 25 | 0.159 |  | 55.873 |  | 149.161 |  | 38.6487 | 0.56634 | 1811.9468
2016 |  | 0.15 |  | 27.4743 |  | 11.8498 |  | 23.0254 | 0.027474 | 34.8752
2017 |  | 0.151 |  | 29.4398 |  | 19.2217 |  | 23.4859 | 0.056914 | 77.5829
2018 | 0 | 0.151 |  | 24.1064 |  | 19.1173 |  | 22.4564 | #REF! | #REF!
2019 | 0 | 0.156 |  | 26.3911 |  | 22.9251 |  | 22.9055 | 0.026391 | 45.8307
2020 | 0 | 0.16 |  | 27.5429 |  | 29.0164 |  | 23.3637 | 0.027543 | 52.3801
2021 | 0 | 0.164 |  | 28.6929 |  | 35.4236 |  | 23.8309 | 0.028693 | 59.2545
2022 | 0 | 0.168 |  | 29.8398 |  | 47.9082 |  | 24.3075 | 0.02984 | 72.2158
2023 | 0 | 0.174 |  | 27.5057 |  | 87.3878 |  | 22.6428 | 0.027506 | 110.0306
2024 | 0 | 0.17 |  | 28.4958 |  | 89.1355 |  | 23.0956 | 0.028496 | 112.2312

## DATA TABLES (hidden)
Building Type | HIF |  | States | Abbrev | Space Conditioning | HIF |  |  | Payment to | Company | First | Last | Phone | Email | Address | City | State | Zip | Terms | Payment Preference
Automotive Services | 1.07 |  | Alabama | AL | AC with Natural Gas Heat | 1.07 |  |  | Company (Check) | 0 |  |  |  |  | 0 | 0 | 0 | 0 | Tax Liability: Incentives are taxable if greater than $600 for business customers, and will be reported to the IRS unless you are exempt. Ameren Missouri will report your incentives as income to you on the IRS Form 1099 unless you have checked “Corporation" or “Exempt” tax status above. You are urged to consult your tax advisor concerning the taxability of incentives. Ameren Missouri is not responsible for any taxes that may be imposed on your business as a result of receipt of this incentive. | Site
Education | 1.07 |  | Alaska | AK | AC with Electric Heat | 1.07 |  |  | Other (Check) | [9 empty] | Tax Liability: Incentives are taxable if greater than $600 for business customers, and will be reported to the IRS unless you are exempt. Ameren Missouri will report your incentives as income to you on the IRS Form 1099 unless you have checked “Corporation" or “Exempt” tax status above. You are urged to consult your tax advisor concerning the taxability of incentives. Ameren Missouri is not responsible for any taxes that may be imposed on your business as a result of receipt of this incentive. | Other
Entertainment/Recreation | 1.07 |  | Arizona | AZ | Heat Pump | 1.07 |  |  | Site (Bill Credit) | [7 empty] | MO |  | As a participant in Ameren Missouri's BizSavers® Program, you have the option to have your incentive for energy efficiency upgrades credited to your electric utility bill instead of receiving a check from Ameren Missouri. A line item that reads "credit" will appear on your next electric bill. Please check the box below and enter the Ameren Missouri account you would like to receive a bill credit. Tax Liability: Incentives are taxable if greater than $600 for business customers, and will be reported to the IRS unless you are exempt. Ameren Missouri will report your incentives as income to you on the IRS Form 1099 unless you have checked “Corporation" or “Exempt” tax status above. You are urged to consult your tax advisor concerning the taxability of incentives. Ameren Missouri is not responsible for any taxes that may be imposed on your business as a result of receipt of this incentive. | Other
Faith-Based | 1.07 |  | Arkansas | AR | Electric Heat Only | 1 |  |  | Site (Check) | [7 empty] | MO |  | Tax Liability: Incentives are taxable if greater than $600 for business customers, and will be reported to the IRS unless you are exempt. Ameren Missouri will report your incentives as income to you on the IRS Form 1099 unless you have checked "Corporation" or "Exempt" tax status above. You are urged to consult your tax advisor concerning the taxability of incentives. Ameren Missouri is not responsible for any taxes that may be imposed on your business as a result of receipt of this incentive. | Site
Food & Beverage Service | 1.07 |  | California | CA | Natural Gas Heat Only | 1 |  |  | Trade Ally (Check) | 0 | 0 | 0 | 0 | 0 | 0 | 0 | 0 | 0 | I am authorizing this payment of my incentive to the third party ("Payee") named above and I understand that I will not be receiving the incentive check from Ameren Missouri. I also understand that my release of the payment to the third party does not exempt me from the incentive requirements outlined in this application. Tax Liability: Incentives are taxable if greater than $600 for business customers, and will be reported to the IRS unless you are exempt. Ameren will report your incentives as income to you on the IRS Form 1099 unless you have checked "Corporation" or "Exempt" tax status above. You are urged to consult your tax advisor concerning the taxability of incentives. Ameren Missouri is not responsible for any taxes that may be imposed on your business as a result of receipt of this incentive. | TA
Gas Station | 1.07 |  | Colorado | CO | Unconditioned | 1
Government | 1.07 |  | Connecticut | CT
Grocery and Convenience | 1.07 |  | Delaware | DE | End Use to Coincident Peak Demand Factors | Factor | Extended Factors | Inc Rate | Yes - Approved Trade Ally | Yes - Independent Vendor | No
Healthcare | 1.07 |  | District of Columbia | DC | Cooling | 0.00091068 | 0.00091068 | 0.35 | Company (Check) | Company (Check) | Company (Check)
Industrial | 1.07 |  | Florida | FL | Building Shell | 0.00044398 | 0.00044398 | 0.24 | Site (Check) | Site (Check) | Site (Check)
IT/Data Center | 1.07 |  | Georgia | GA | HVAC | 0.00044398 | 0.00044398 | 0.29 | Site (Bill Credit) | Site (Bill Credit) | Site (Bill Credit)
Lodging | 1.07 |  | Hawaii | HI | Cooking | 0.00019989 | 0.00019989 | 0.15 | Trade Ally (Check)
Office | 1.07 |  | Idaho | ID | Water Heating | 0.00018115 | 0.00018115 | 0.15
Parking Garage | 1.07 |  | Illinois | IL | Air Comp | 0.00013794 | 0.00013794 | 0.13
Retail | 1.07 |  | Indiana | IN | Lighting | 0.00018996 | 0.00018996 | 0.16
Warehouse | 1.07 |  | Iowa | IA | Miscellaneous | 0.00013794 | 0.00013794 | 0.12
|  |  | Kansas | KS | Motors | 0.00013794 | 0.00013794 | 0.12
|  |  | Kentucky | KY | Process | 0.00013794 | 0.00013794 | 0.12
Water Heating |  |  | Louisiana | LA | Refrigeration | 0.00013574 | 0.00013574 | 0.12
Natural Gas |  |  | Maine | ME | Ext Lighting | 5.616e-06 | 5.616e-06 | 0
Electric |  |  | Maryland | MD | Heating | 0 | 0 | 0
Oil |  |  | Massachusetts | MA | Grow Cond. | 0.00013794 | 0.00013794 | 0.16
Other |  |  | Michigan | MI
Propane |  |  | Minnesota | MN | Spillover Text | Spillover Reason
Steam |  |  | Mississippi | MS | Measure Not Eligible | Not Eligible |  | ,IFERROR(IF(AX18>AW18,MEASURESAVE,IF(BB18>INDEX(PMELIGHTLIN[Eff Watt 1],MATCH(AZ18,PMELIGHTLIN[Measure Validator],0)),"Eff. Wattage Not Met",IF(BD18<BE18,"Linear Feet Exceeded",IF(K18<INDEX(PMELIGHTLIN[Op Hr 1],MATCH(AZ18,PMELIGHTLIN[Measure Validator],0)),"Operating Hours Invalid","")))),"ERROR"))
Not Applicable |  |  | Missouri | MO | No Savings | Not Eligible
|  |  | Montana | MT | Payback Too Fast | Payback Under 18 Months |  |  | Building Area Type | IECC 2021 | IECC 2018 | ASHRAE 90.1 2016 | IECC 2015 | ASHRAE 90.1 2013 | IECC 2012 | ASHRAE 90.1 2010 | IECC 2009 | ASHRAE 90.1 2007 | Completed Design | Local Energy/Building Code | Legal/Contractual Requirement | Provisional Efficiency
Program |  |  | Nebraska | NE | Not Cost Effective | Not Cost Effective |  |  | Automotive Facility | 0.75 | 0.71 | 0.71 | 0.8 | 0.8 | 0.9 | 0.82 | 0.9 | 0.9 | Select ASHRAE Baseline | Select ASHRAE Baseline | Select ASHRAE Baseline | 0.5
Custom/Standard |  |  | Nevada | NV | Submit for Review | Not Eligible |  |  | Convention Center | 0.64 | 0.76 | 0.76 | 1.01 | 1.01 | 1.2 | 1.08 | 1.2 | 1.2 | Select ASHRAE Baseline | Select ASHRAE Baseline | Select ASHRAE Baseline | 0.5
RCx |  |  | New Hampshire | NH | Enter Utility Rate | Not Eligible |  |  | Courthouse | 0.79 | 0.9 | 0.9 | 1.01 | 1.01 | 1.2 | 1.05 | 1.2 | 1.2 | Select ASHRAE Baseline | Select ASHRAE Baseline | Select ASHRAE Baseline | 0.5
New Construction |  |  | New Jersey | NJ | Eff. Wattage Not Met | Not Eligible |  |  | Dining: Bar | 0.8 | 0.9 | 0.9 | 1.01 | 1.01 | 1.3 | 0.99 | 1.3 | 1.3 | Select ASHRAE Baseline | Select ASHRAE Baseline | Select ASHRAE Baseline | 0.5
|  |  | New Mexico | NM | Linear Feet Exceeded | Not Eligible |  |  | Dining: Cafeteria / Fast Food | 0.76 | 0.79 | 0.79 | 0.9 | 0.9 | 1.4 | 0.9 | 1.4 | 1.4 | Select ASHRAE Baseline | Select ASHRAE Baseline | Select ASHRAE Baseline | 0.5
|  |  | New York | NY | Operating Hours Invalid | Not Eligible |  |  | Dining: Family | 0.71 | 0.78 | 0.78 | 0.95 | 0.95 | 1.6 | 0.89 | 1.6 | 1.6 | Select ASHRAE Baseline | Select ASHRAE Baseline | Select ASHRAE Baseline | 0.5
Installer |  |  | North Carolina | NC |  |  |  |  | Dormitory | 0.53 | 0.61 | 0.61 | 0.57 | 0.57 | 1 | 0.61 | 1 | 1 | Select ASHRAE Baseline | Select ASHRAE Baseline | Select ASHRAE Baseline | 0.4
Contractor-Installed |  |  | North Dakota | ND | Rate Schedules | Rate |  |  | Exercise Center | 0.72 | 0.65 | 0.65 | 0.84 | 0.84 | 1 | 0.88 | 1 | 1 | Select ASHRAE Baseline | Select ASHRAE Baseline | Select ASHRAE Baseline | 0.4
Self-Installed |  |  | Ohio | OH | Small General Service (2M) | 0.10393 |  |  | Fire Station | 0.56 | 0.53 | 0.53 | 0.67 | 0.671 | 0.8 | 0.71 | NA | NA | Select ASHRAE Baseline | Select ASHRAE Baseline | Select ASHRAE Baseline | 0.4
|  |  | Oklahoma | OK | Large General Service (3M) | 0.09229 |  |  | Gymnasium | 0.76 | 0.68 | 0.68 | 0.94 | 0.94 | 1.1 | 1 | 1.1 | 1.1 | Select ASHRAE Baseline | Select ASHRAE Baseline | Select ASHRAE Baseline | 0.4
|  |  | Oregon | OR | Small Primary (4M) | 0.08019 |  |  | Healthcare Clinic | 0.81 | 0.82 | 0.82 | 0.9 | 0.9 | 1 | 0.87 | 1 | 1 | Select ASHRAE Baseline | Select ASHRAE Baseline | Select ASHRAE Baseline | 0.5
Impl. Specialist |  |  | Pennsylvania | PA | Large Primary (11M) | 0.0616 |  |  | Hospital | 0.96 | 1.05 | 1.05 | 1.05 | 1.05 | 1.2 | 1.21 | 1.2 | 1.2 | Select ASHRAE Baseline | Select ASHRAE Baseline | Select ASHRAE Baseline | 0.5
Danielle Sitton |  |  | Rhode Island | RI | New Construction | 0.09229 |  |  | Hotel (include Motel post-2010) | 0.56 | 0.75 | 0.75 | 0.87 | 0.87 | 1 | 1 | 1 | 1 | Select ASHRAE Baseline | Select ASHRAE Baseline | Select ASHRAE Baseline | 0.5
Christopher Harris |  |  | South Carolina | SC | Enter Rate Manually |  |  |  | Library | 0.83 | 0.78 | 0.78 | 1.19 | 1.19 | 1.3 | 1.18 | 1.3 | 1.3 | Select ASHRAE Baseline | Select ASHRAE Baseline | Select ASHRAE Baseline | 0.5
Morgan Downes |  |  | South Dakota | SD |  |  |  |  | Manufacturing Facility | 0.82 | 0.9 | 0.9 | 1.17 | 1.17 | 1.3 | 1.11 | 1.3 | 1.3 | Select ASHRAE Baseline | Select ASHRAE Baseline | Select ASHRAE Baseline | 0.5
Nicole Baumgarten |  |  | Tennessee | TN | Tax Entity | System Text |  |  | Motel | NA | NA | NA | NA | NA | 1 | 0.88 | 1 | 1 | Select ASHRAE Baseline | Select ASHRAE Baseline | Select ASHRAE Baseline | 0.5
|  |  | Texas | TX | Corporation | Corp |  |  | Motion Picture Theater | 0.44 | 0.83 | 0.83 | 0.76 | 0.76 | 1.2 | 0.83 | 1.2 | 1.2 | Select ASHRAE Baseline | Select ASHRAE Baseline | Select ASHRAE Baseline | 0.5
|  |  | Utah | UT | LLC | LLC |  |  | Multi-Family | 0.45 | 0.68 | 0.68 | 0.51 | 0.51 | 0.7 | 0.6 | 0.7 | 0.7 | Select ASHRAE Baseline | Select ASHRAE Baseline | Select ASHRAE Baseline | 0.4
|  |  | Vermont | VT | Individual/Sole Proprietor | Sole/Ind |  |  | Museum | 0.55 | 1.06 | 1.06 | 1.02 | 1.02 | 1.1 | 1.06 | 1.1 | 1.1 | Select ASHRAE Baseline | Select ASHRAE Baseline | Select ASHRAE Baseline | 0.5
|  |  | Virginia | VA | Partnership, LLP | Partner |  |  | Office | 0.64 | 0.79 | 0.79 | 0.82 | 0.82 | 0.9 | 0.9 | 1 | 1 | Select ASHRAE Baseline | Select ASHRAE Baseline | Select ASHRAE Baseline | 0.5
|  |  | Washington | WA | Exempt | Exempt |  |  | Parking Garage | 0.18 | 0.15 | 0.15 | 0.21 | 0.21 | 0.3 | 0.25 | 0.3 | 0.3 | Select ASHRAE Baseline | Select ASHRAE Baseline | Select ASHRAE Baseline | 0.1
|  |  | West Virginia | WV |  |  |  |  | Penitentiary | 0.69 | 0.75 | 0.75 | 0.81 | 0.81 | 1 | 0.97 | 1 | 1 | Select ASHRAE Baseline | Select ASHRAE Baseline | Select ASHRAE Baseline | 0.5
Diversity Business Type |  |  | Wisconsin | WI |  |  |  |  | Performing Arts Theater | 0.84 | 1.18 | 1.18 | 1.39 | 1.39 | 1.6 | 1.39 | 1.6 | 1.6 | Select ASHRAE Baseline | Select ASHRAE Baseline | Select ASHRAE Baseline | 0.5
Minority Business Enterprise (MBE) |  |  | Wyoming | WY | HVAC Uses |  |  |  | Police Station (include Fire Station pre-2010) | 0.66 | 0.8 | 0.8 | 0.87 | 0.87 | 1 | 0.96 | 1 | 1 | Select ASHRAE Baseline | Select ASHRAE Baseline | Select ASHRAE Baseline | 0.5
Women Business Enterprise (WBE) |  |  | Alberta | AB | HVAC |  |  |  | Post Office | 0.65 | 0.67 | 0.67 | 0.87 | 0.87 | 1.1 | 0.87 | 1.1 | 1.1 | Select ASHRAE Baseline | Select ASHRAE Baseline | Select ASHRAE Baseline | 0.4
Disadvantaged Business Enterprise (DBE) |  |  | British Columbia | BC | Cooling |  |  |  | Religious Building | 0.67 | 0.94 | 0.94 | 1 | 1 | 1.3 | 1.05 | 1.3 | 1.3 | Select ASHRAE Baseline | Select ASHRAE Baseline | Select ASHRAE Baseline | 0.5
Veteran Business Enterprise (VBE) |  |  | Manitoba | MB | Process |  |  |  | Retail | 0.84 | 1.06 | 1.06 | 1.26 | 1.26 | 1.4 | 1.4 | 1.5 | 1.5 | Select ASHRAE Baseline | Select ASHRAE Baseline | Select ASHRAE Baseline | 0.5
Disabled Veteran Business Enterprise (DVBE) |  |  | New Brunswick | NB | Grow Cond. |  |  |  | School/University | 0.72 | 0.81 | 0.81 | 0.87 | 0.87 | 1.2 | 0.99 | 1.2 | 1.2 | Select ASHRAE Baseline | Select ASHRAE Baseline | Select ASHRAE Baseline | 0.5
LGBT Business Enterprise (LGBTBE) |  |  | Newfoundland and Labrador | NL |  |  |  |  | Sports Arena | 0.76 | 0.87 | 0.87 | 0.91 | 0.91 | 1.1 | 0.78 | 1.1 | 1.1 | Select ASHRAE Baseline | Select ASHRAE Baseline | Select ASHRAE Baseline | 0.5
Not Applicable |  |  | Northwest Territories | NT | Heating Coincidence Factor | 1.07 |  |  | Town Hall | 0.69 | 0.8 | 0.8 | 0.89 | 0.89 | 1.1 | 0.92 | 1.1 | 1.1 | Select ASHRAE Baseline | Select ASHRAE Baseline | Select ASHRAE Baseline | 0.5
|  |  | Nova Scotia | NS | Pre Approval End Date | 2050-12-31 |  |  | Transportation | 0.5 | 0.61 | 0.61 | 0.7 | 0.7 | 1 | 0.77 | 1 | 1 | Select ASHRAE Baseline | Select ASHRAE Baseline | Select ASHRAE Baseline | 0.4
|  |  | Nunavut | NU |  |  |  |  | Warehouse | 0.45 | 0.48 | 0.48 | 0.66 | 0.66 | 0.6 | 0.66 | 0.8 | 0.8 | Select ASHRAE Baseline | Select ASHRAE Baseline | Select ASHRAE Baseline | 0.3
|  |  | Ontario | ON | LIGHTING2021 | 2021-12-01 |  |  | Workshop | 0.91 | 0.9 | 0.9 | 1.19 | 1.19 | 1.4 | 1.2 | 1.4 | 1.4 | Select ASHRAE Baseline | Select ASHRAE Baseline | Select ASHRAE Baseline | 0.5
Diversity Issued Org |  |  | Prince Edward Island | PE | LIGHTRATE21 | 1
Federal |  |  | Quebec | QC
State |  |  | Saskatchewan | SK |  |  |  |  | Building Type | IECC 2021 | IECC 2018 | ASHRAE 90.1 2016 | IECC 2015 | ASHRAE 90.1 2013 | IECC 2012 | Provisional Efficiency
City/County |  |  | Yukon | YT |  |  |  |  | Automotive Services | 0.75 | 0.71 | 0.71 | 0.8 | 0.8 | 0.9 | 0.4
3rd Party | [8 empty] | Education | 0.72 | 0.81 | 0.81 | 0.87 | 0.87 | 1.2 | 0.4
|  |  | Upgrade Only | Fixture Delamp |  |  |  |  | Entertainment/Recreation | 0.67833 | 0.87833 | 0.87833 | 0.97667 | 0.97667 | 1.1833 | 0.4
|  |  | LED | --Select-- |  |  |  |  | Faith-Based | 0.67 | 0.94 | 0.94 | 1 | 1 | 1.3 | 0.4
Project Status |  |  | T8 | LED |  |  |  |  | Food & Beverage Service | 0.75667 | 0.82333 | 0.82333 | 0.95333 | 0.95333 | 1.4333 | 0.4
Enter Measures | [8 empty] | Gas Station | 0.69667 | 0.79333 | 0.79333 | 0.92 | 0.92 | 1.1 | 0.4
No Pre-approval Required | [8 empty] | Government | 0.67333 | 0.74167 | 0.74167 | 0.85333 | 0.8535 | 1.0333 | 0.4
Pre-approval Required |  |  | Replace Lamps | Replace Fixture |  |  |  |  | Grocery and Convenience | 0.84 | 1.06 | 1.06 | 1.26 | 1.26 | 1.4 | 0.4
Please Review and Sign Form |  |  | 2 | N/A |  |  |  |  | Healthcare | 0.885 | 0.935 | 0.935 | 0.975 | 0.975 | 1.1 | 0.4
APP EXPIRED |  |  | 3 | [5 empty] | Industrial | 0.865 | 0.9 | 0.9 | 1.18 | 1.18 | 1.35 | 0.4
Not Eligible |  |  | 4 | [5 empty] | IT/Data Center | 0.685 | 0.7375 | 0.7375 | 0.96 | 0.96 | 1.025 | 0.4
Incentive Less Than $150 |  |  | 5 | [5 empty] | Lodging | 0.56 | 0.75 | 0.75 | 0.87 | 0.87 | 1 | 0.4
Not Eligible for BizSavers Program |  |  | 6 | [5 empty] | Office | 0.64 | 0.79 | 0.79 | 0.82 | 0.82 | 0.9 | 0.4
No Pre-approval Req'd. Fast Track Cap |  |  | 8 | [5 empty] | Parking Garage | 0.18 | 0.15 | 0.15 | 0.21 | 0.21 | 0.3 | 0.1
Please Complete Initial Information Entry | [8 empty] | Retail | 0.84 | 1.06 | 1.06 | 1.26 | 1.26 | 1.4 | 0.5
Submit Project Information |  |  | Marketing | [5 empty] | Warehouse | 0.45 | 0.48 | 0.48 | 0.66 | 0.66 | 0.6 | 0.3
I'm a Past Program Participant
Business Development Lead | Phone | Email | Ameren Website
Lincoln Boschert |  |  | Ameren / BizSavers Program Representative
Matt Farwig |  |  | Contractor, Vendor, or Trade Ally
Rick Gabrielson |  |  | Program Brochure
Lauren Curran |  |  | Program Email
Event
Video
Online Advertisement
Online Search Engine
Engineers |  |  | Ameren Facebook / LinkedIn Post
Fred |  |  | Print Advertisement
Perry |  |  | Mailer / Postcard
Rick |  |  | HVAC Flier
Travis |  |  | Other
Lighting Schedule
Interior
Exterior 24/7
Exterior Dusk-to-Dawn

## EXPORT (hidden)
ProjectID | UploadID | MeasureCode | Program | EndUseCategory | CurrentAnnualHoursAfter | Location | CurrentCostEquipment | CurrentCostLabor | CurrentCostTotal | CurrentCostBasis | CurrentUnits | CurrentSavingskWh | CurrentSavingskW | CurrentIncTotal | CurrentSpilloverkWhSavings | CurrentSpilloverkWSavings | CurrentSpilloverReason | CurrentWattsBase | CurrentWattsEff | LineNumber | Base Desc 1 | Eff Desc 1 | BaseNotes | EffNotes | EquipmentLife | BaseMeasureSubgroup1 | BaseMeasureSubgroup2 | EffMeasureSubgroup1 | EffMeasureSubgroup2 | CurrentSpilloverUnits | CurrentkWhBase | CurrentkWhEff | PerUnitkWhBase | PerUnitkWhEff | IncentiveRatekWh | IncentiveRatekW | IncentiveRate/Unit | CostBenefit | PaybackYears | BaseUnits | SpecLife | EffEfficiency | Bonus | ProgramContactPC | ProjectNumber | ProjectNameID | ApplicationVersion | MethodReceived | PayeeCompany | PayeeAttnTo | PayeeAddress1 | PayeeAddress2 | PayeeCity | PayeeState | PayeeZipCode | PayeePhone | TaxEntity | TaxID | PaymentPreference | CheckPresentation | TradeAllyDiverseBusinessType | TradeAllyCertificateIssued | TradeAllyCertificateExpiration | TradeAllyCertificateNumber | TradeAllyIssuedBy | HearAbout | HearAboutOther | CompanyDiverseBusinessType | CompanyCertificateIssued | CompanyCertificateExpiration | CompanyCertificateNumber | CompanyIssuedBy | CustomerSubmittedApp | ProjectType | SqFt | AnnualHrs/Op | YearBuilt | #ofFloors | Owner/Tenant | BuilingType | WaterHeatSrce | BldgHeatSrce | InvoiceDate | InstallDate | Installer | InitialEst.CompletionForm | PrimaryContactFirst | PrimaryContactLast | PrimaryTitle | PrimaryCompany | PrimaryPhone | PrimaryEmail | PrimaryAddress | PrimaryCity | PrimaryState | PrimaryZip | CustomerContactFirst | CustomerContactLast | CustomerTitle | CustomerCompany | CustomerPhone | CustomerEmail | CustomerAddress | CustomerCity | CustomerState | CustomerZip | TradeAllyContactFirst | TradeAllyContactLast | TradeAllyTitle | TradeAllyCompany | TradeAllyPhone | TradeAllyEmail | TradeAllyAddress | TradeAllyCity | TradeAllyState | TradeAllyZip | (NONE) | (NONE) | TaxLegalName | TaxAddress | TaxCity | TaxState | TaxZip | Application | InitialSpecSheets | Calculations | Invoices | TaxExemptLetter | DesignTeamForm | BDLead | ProjectGroup | NCEstimatedDesignDate | NCEstimatedBidDate | NCEstimatedStartDate | NCProjectType | NCBaseline | NCSquareFootage | NCAnnualHrs | ProjectNarrative
0 | [44 empty] | 0 | 0 | Custom and Standard v9.0.2 | Email | [7 empty] | 0 |  | - |  |  | 0 |  |  | 0 | 0 | 0 |  | 0 |  |  | 0 | 0 | 0 | Custom/Standard | 0 | 0 | 0 | 0 | 0 | 0 | 0 | 0 |  |  | 0 |  | 0 | 0 | 0 |  | 0 | 0 |  |  | MO | [7 empty] | 0 | 0 | 0 | 0 | 0 | 0 | 0 | 0 | 0 | 0 | 0 | 0 | 0 | 0 |  |  | 0 | 0 | 0 | 0 | 0
LIGHTING MEASURES Interior Linear-LED or Redesign
0 |  |  | Standard |  |  |  | 0 | 0 |  | Total | 0 | 0 | 0 | 0 |  |  | Not Eligible |  |  | 0 | Space 1 Redesign | Efficient Redesign | Complete Worksheet | Complete Worksheet | [18 empty] | 0
0 |  |  | Standard |  |  |  | 0 | 0 |  | Total | 0 | 0 | 0 | 0 |  |  | Not Eligible |  |  | 0 | Space 2 Redesign | Efficient Redesign | Complete Worksheet | Complete Worksheet | [18 empty] | 0
0 |  |  | Standard |  | 0 | 0 | 0 | 0 |  | Total | 0 | 0 | 0 | 0 |  |  | Not Eligible |  | 0 | 1 | 0 | 0 | 0 | 0 | 0 |  |  |  |  | 0 | [9 empty] | 0 | 0 |  | 0
0 |  |  | Standard |  | 0 | 0 | 0 | 0 |  | Total | 0 | 0 | 0 | 0 |  |  | Not Eligible |  | 0 | 2 | 0 | 0 | 0 | 0 | 0 |  |  |  |  | 0 | [9 empty] | 0 | 0 |  | 0
0 |  |  | Standard |  | 0 | 0 | 0 | 0 |  | Total | 0 | 0 | 0 | 0 |  |  | Not Eligible |  | 0 | 3 | 0 | 0 | 0 | 0 | 0 |  |  |  |  | 0 | [9 empty] | 0 | 0 |  | 0
0 |  |  | Standard |  | 0 | 0 | 0 | 0 |  | Total | 0 | 0 | 0 | 0 |  |  | Not Eligible |  | 0 | 4 | 0 | 0 | 0 | 0 | 0 |  |  |  |  | 0 | [9 empty] | 0 | 0 |  | 0
0 |  |  | Standard |  | 0 | 0 | 0 | 0 |  | Total | 0 | 0 | 0 | 0 |  |  | Not Eligible |  | 0 | 5 | 0 | 0 | 0 | 0 | 0 |  |  |  |  | 0 | [9 empty] | 0 | 0 |  | 0
0 |  |  | Standard |  | 0 | 0 | 0 | 0 |  | Total | 0 | 0 | 0 | 0 |  |  | Not Eligible |  | 0 | 6 | 0 | 0 | 0 | 0 | 0 |  |  |  |  | 0 | [9 empty] | 0 | 0 |  | 0
0 |  |  | Standard |  | 0 | 0 | 0 | 0 |  | Total | 0 | 0 | 0 | 0 |  |  | Not Eligible |  | 0 | 7 | 0 | 0 | 0 | 0 | 0 |  |  |  |  | 0 | [9 empty] | 0 | 0 |  | 0
0 |  |  | Standard |  | 0 | 0 | 0 | 0 |  | Total | 0 | 0 | 0 | 0 |  |  | Not Eligible |  | 0 | 8 | 0 | 0 | 0 | 0 | 0 |  |  |  |  | 0 | [9 empty] | 0 | 0 |  | 0
0 |  |  | Standard |  | 0 | 0 | 0 | 0 |  | Total | 0 | 0 | 0 | 0 |  |  | Not Eligible |  | 0 | 9 | 0 | 0 | 0 | 0 | 0 |  |  |  |  | 0 | [9 empty] | 0 | 0 |  | 0
0 |  |  | Standard |  | 0 | 0 | 0 | 0 |  | Total | 0 | 0 | 0 | 0 |  |  | Not Eligible |  | 0 | 10 | 0 | 0 | 0 | 0 | 0 |  |  |  |  | 0 | [9 empty] | 0 | 0 |  | 0
0 |  |  | Standard |  | 0 | 0 | 0 | 0 |  | Total | 0 | 0 | 0 | 0 |  |  | Not Eligible |  | 0 | 11 | 0 | 0 | 0 | 0 | 0 |  |  |  |  | 0 | [9 empty] | 0 | 0 |  | 0
0 |  |  | Standard |  | 0 | 0 | 0 | 0 |  | Total | 0 | 0 | 0 | 0 |  |  | Not Eligible |  | 0 | 12 | 0 | 0 | 0 | 0 | 0 |  |  |  |  | 0 | [9 empty] | 0 | 0 |  | 0
0 |  |  | Standard |  | 0 | 0 | 0 | 0 |  | Total | 0 | 0 | 0 | 0 |  |  | Not Eligible |  | 0 | 13 | 0 | 0 | 0 | 0 | 0 |  |  |  |  | 0 | [9 empty] | 0 | 0 |  | 0
0 |  |  | Standard |  | 0 | 0 | 0 | 0 |  | Total | 0 | 0 | 0 | 0 |  |  | Not Eligible |  | 0 | 14 | 0 | 0 | 0 | 0 | 0 |  |  |  |  | 0 | [9 empty] | 0 | 0 |  | 0
0 |  |  | Standard |  | 0 | 0 | 0 | 0 |  | Total | 0 | 0 | 0 | 0 |  |  | Not Eligible |  | 0 | 15 | 0 | 0 | 0 | 0 | 0 |  |  |  |  | 0 | [9 empty] | 0 | 0 |  | 0
0 |  |  | Standard |  | 0 | 0 | 0 | 0 |  | Total | 0 | 0 | 0 | 0 |  |  | Not Eligible |  | 0 | 16 | 0 | 0 | 0 | 0 | 0 |  |  |  |  | 0 | [9 empty] | 0 | 0 |  | 0
0 |  |  | Standard |  | 0 | 0 | 0 | 0 |  | Total | 0 | 0 | 0 | 0 |  |  | Not Eligible |  | 0 | 17 | 0 | 0 | 0 | 0 | 0 |  |  |  |  | 0 | [9 empty] | 0 | 0 |  | 0
0 |  |  | Standard |  | 0 | 0 | 0 | 0 |  | Total | 0 | 0 | 0 | 0 |  |  | Not Eligible |  | 0 | 18 | 0 | 0 | 0 | 0 | 0 |  |  |  |  | 0 | [9 empty] | 0 | 0 |  | 0
0 |  |  | Standard |  | 0 | 0 | 0 | 0 |  | Total | 0 | 0 | 0 | 0 |  |  | Not Eligible |  | 0 | 19 | 0 | 0 | 0 | 0 | 0 |  |  |  |  | 0 | [9 empty] | 0 | 0 |  | 0
0 |  |  | Standard |  | 0 | 0 | 0 | 0 |  | Total | 0 | 0 | 0 | 0 |  |  | Not Eligible |  | 0 | 20 | 0 | 0 | 0 | 0 | 0 |  |  |  |  | 0 | [9 empty] | 0 | 0 |  | 0
0 |  |  | Standard |  | 0 | 0 | 0 | 0 |  | Total | 0 | 0 | 0 | 0 |  |  | Not Eligible |  | 0 | 21 | 0 | 0 | 0 | 0 | 0 |  |  |  |  | 0 | [9 empty] | 0 | 0 |  | 0
0 |  |  | Standard |  | 0 | 0 | 0 | 0 |  | Total | 0 | 0 | 0 | 0 |  |  | Not Eligible |  | 0 | 22 | 0 | 0 | 0 | 0 | 0 |  |  |  |  | 0 | [9 empty] | 0 | 0 |  | 0
0 |  |  | Standard |  | 0 | 0 | 0 | 0 |  | Total | 0 | 0 | 0 | 0 |  |  | Not Eligible |  | 0 | 23 | 0 | 0 | 0 | 0 | 0 |  |  |  |  | 0 | [9 empty] | 0 | 0 |  | 0
0 |  |  | Standard |  | 0 | 0 | 0 | 0 |  | Total | 0 | 0 | 0 | 0 |  |  | Not Eligible |  | 0 | 24 | 0 | 0 | 0 | 0 | 0 |  |  |  |  | 0 | [9 empty] | 0 | 0 |  | 0
0 |  |  | Standard |  | 0 | 0 | 0 | 0 |  | Total | 0 | 0 | 0 | 0 |  |  | Not Eligible |  | 0 | 25 | 0 | 0 | 0 | 0 | 0 |  |  |  |  | 0 | [9 empty] | 0 | 0 |  | 0
0 |  |  | Standard |  | 0 | 0 | 0 | 0 |  | Total | 0 | 0 | 0 | 0 |  |  | Not Eligible |  | 0 | 26 | 0 | 0 | 0 | 0 | 0 |  |  |  |  | 0 | [9 empty] | 0 | 0 |  | 0
0 |  |  | Standard |  | 0 | 0 | 0 | 0 |  | Total | 0 | 0 | 0 | 0 |  |  | Not Eligible |  | 0 | 27 | 0 | 0 | 0 | 0 | 0 |  |  |  |  | 0 | [9 empty] | 0 | 0 |  | 0
0 |  |  | Standard |  | 0 | 0 | 0 | 0 |  | Total | 0 | 0 | 0 | 0 |  |  | Not Eligible |  | 0 | 28 | 0 | 0 | 0 | 0 | 0 |  |  |  |  | 0 | [9 empty] | 0 | 0 |  | 0
LIGHTING MEASURES Interior Fast Track Linear-LED
0 |  |  | Standard |  | 0 | 0 | 0 | 0 |  | Total | 0 | 0 | 0 | 0 |  |  | Not Eligible |  | 0 | 1 | 0 | 0 | 0 | 0 | 0 |  |  |  |  | 0 | [9 empty] | 0 | 0 |  | 0
0 |  |  | Standard |  | 0 | 0 | 0 | 0 |  | Total | 0 | 0 | 0 | 0 |  |  | Not Eligible |  | 0 | 2 | 0 | 0 | 0 | 0 | 0 |  |  |  |  | 0 | [9 empty] | 0 | 0 |  | 0
0 |  |  | Standard |  | 0 | 0 | 0 | 0 |  | Total | 0 | 0 | 0 | 0 |  |  | Not Eligible |  | 0 | 3 | 0 | 0 | 0 | 0 | 0 |  |  |  |  | 0 | [9 empty] | 0 | 0 |  | 0
0 |  |  | Standard |  | 0 | 0 | 0 | 0 |  | Total | 0 | 0 | 0 | 0 |  |  | Not Eligible |  | 0 | 4 | 0 | 0 | 0 | 0 | 0 |  |  |  |  | 0 | [9 empty] | 0 | 0 |  | 0
0 |  |  | Standard |  | 0 | 0 | 0 | 0 |  | Total | 0 | 0 | 0 | 0 |  |  | Not Eligible |  | 0 | 5 | 0 | 0 | 0 | 0 | 0 |  |  |  |  | 0 | [9 empty] | 0 | 0 |  | 0
0 |  |  | Standard |  | 0 | 0 | 0 | 0 |  | Total | 0 | 0 | 0 | 0 |  |  | Not Eligible |  | 0 | 6 | 0 | 0 | 0 | 0 | 0 |  |  |  |  | 0 | [9 empty] | 0 | 0 |  | 0
0 |  |  | Standard |  | 0 | 0 | 0 | 0 |  | Total | 0 | 0 | 0 | 0 |  |  | Not Eligible |  | 0 | 7 | 0 | 0 | 0 | 0 | 0 |  |  |  |  | 0 | [9 empty] | 0 | 0 |  | 0
0 |  |  | Standard |  | 0 | 0 | 0 | 0 |  | Total | 0 | 0 | 0 | 0 |  |  | Not Eligible |  | 0 | 8 | 0 | 0 | 0 | 0 | 0 |  |  |  |  | 0 | [9 empty] | 0 | 0 |  | 0
0 |  |  | Standard |  | 0 | 0 | 0 | 0 |  | Total | 0 | 0 | 0 | 0 |  |  | Not Eligible |  | 0 | 9 | 0 | 0 | 0 | 0 | 0 |  |  |  |  | 0 | [9 empty] | 0 | 0 |  | 0
0 |  |  | Standard |  | 0 | 0 | 0 | 0 |  | Total | 0 | 0 | 0 | 0 |  |  | Not Eligible |  | 0 | 10 | 0 | 0 | 0 | 0 | 0 |  |  |  |  | 0 | [9 empty] | 0 | 0 |  | 0
0 |  |  | Standard |  | 0 | 0 | 0 | 0 |  | Total | 0 | 0 | 0 | 0 |  |  | Not Eligible |  | 0 | 11 | 0 | 0 | 0 | 0 | 0 |  |  |  |  | 0 | [9 empty] | 0 | 0 |  | 0
0 |  |  | Standard |  | 0 | 0 | 0 | 0 |  | Total | 0 | 0 | 0 | 0 |  |  | Not Eligible |  | 0 | 12 | 0 | 0 | 0 | 0 | 0 |  |  |  |  | 0 | [9 empty] | 0 | 0 |  | 0
0 |  |  | Standard |  | 0 | 0 | 0 | 0 |  | Total | 0 | 0 | 0 | 0 |  |  | Not Eligible |  | 0 | 13 | 0 | 0 | 0 | 0 | 0 |  |  |  |  | 0 | [9 empty] | 0 | 0 |  | 0
0 |  |  | Standard |  | 0 | 0 | 0 | 0 |  | Total | 0 | 0 | 0 | 0 |  |  | Not Eligible |  | 0 | 14 | 0 | 0 | 0 | 0 | 0 |  |  |  |  | 0 | [9 empty] | 0 | 0 |  | 0
0 |  |  | Standard |  | 0 | 0 | 0 | 0 |  | Total | 0 | 0 | 0 | 0 |  |  | Not Eligible |  | 0 | 15 | 0 | 0 | 0 | 0 | 0 |  |  |  |  | 0 | [9 empty] | 0 | 0 |  | 0
0 |  |  | Standard |  | 0 | 0 | 0 | 0 |  | Total | 0 | 0 | 0 | 0 |  |  | Not Eligible |  | 0 | 16 | 0 | 0 | 0 | 0 | 0 |  |  |  |  | 0 | [9 empty] | 0 | 0 |  | 0
0 |  |  | Standard |  | 0 | 0 | 0 | 0 |  | Total | 0 | 0 | 0 | 0 |  |  | Not Eligible |  | 0 | 17 | 0 | 0 | 0 | 0 | 0 |  |  |  |  | 0 | [9 empty] | 0 | 0 |  | 0
0 |  |  | Standard |  | 0 | 0 | 0 | 0 |  | Total | 0 | 0 | 0 | 0 |  |  | Not Eligible |  | 0 | 18 | 0 | 0 | 0 | 0 | 0 |  |  |  |  | 0 | [9 empty] | 0 | 0 |  | 0
0 |  |  | Standard |  | 0 | 0 | 0 | 0 |  | Total | 0 | 0 | 0 | 0 |  |  | Not Eligible |  | 0 | 19 | 0 | 0 | 0 | 0 | 0 |  |  |  |  | 0 | [9 empty] | 0 | 0 |  | 0
0 |  |  | Standard |  | 0 | 0 | 0 | 0 |  | Total | 0 | 0 | 0 | 0 |  |  | Not Eligible |  | 0 | 20 | 0 | 0 | 0 | 0 | 0 |  |  |  |  | 0 | [9 empty] | 0 | 0 |  | 0
0 |  |  | Standard |  | 0 | 0 | 0 | 0 |  | Total | 0 | 0 | 0 | 0 |  |  | Not Eligible |  | 0 | 21 | 0 | 0 | 0 | 0 | 0 |  |  |  |  | 0 | [9 empty] | 0 | 0 |  | 0
0 |  |  | Standard |  | 0 | 0 | 0 | 0 |  | Total | 0 | 0 | 0 | 0 |  |  | Not Eligible |  | 0 | 22 | 0 | 0 | 0 | 0 | 0 |  |  |  |  | 0 | [9 empty] | 0 | 0 |  | 0
0 |  |  | Standard |  | 0 | 0 | 0 | 0 |  | Total | 0 | 0 | 0 | 0 |  |  | Not Eligible |  | 0 | 23 | 0 | 0 | 0 | 0 | 0 |  |  |  |  | 0 | [9 empty] | 0 | 0 |  | 0
0 |  |  | Standard |  | 0 | 0 | 0 | 0 |  | Total | 0 | 0 | 0 | 0 |  |  | Not Eligible |  | 0 | 24 | 0 | 0 | 0 | 0 | 0 |  |  |  |  | 0 | [9 empty] | 0 | 0 |  | 0
0 |  |  | Standard |  | 0 | 0 | 0 | 0 |  | Total | 0 | 0 | 0 | 0 |  |  | Not Eligible |  | 0 | 25 | 0 | 0 | 0 | 0 | 0 |  |  |  |  | 0 | [9 empty] | 0 | 0 |  | 0
0 |  |  | Standard |  | 0 | 0 | 0 | 0 |  | Total | 0 | 0 | 0 | 0 |  |  | Not Eligible |  | 0 | 26 | 0 | 0 | 0 | 0 | 0 |  |  |  |  | 0 | [9 empty] | 0 | 0 |  | 0
0 |  |  | Standard |  | 0 | 0 | 0 | 0 |  | Total | 0 | 0 | 0 | 0 |  |  | Not Eligible |  | 0 | 27 | 0 | 0 | 0 | 0 | 0 |  |  |  |  | 0 | [9 empty] | 0 | 0 |  | 0
0 |  |  | Standard |  | 0 | 0 | 0 | 0 |  | Total | 0 | 0 | 0 | 0 |  |  | Not Eligible |  | 0 | 28 | 0 | 0 | 0 | 0 | 0 |  |  |  |  | 0 | [9 empty] | 0 | 0 |  | 0
0 |  |  | Standard |  | 0 | 0 | 0 | 0 |  | Total | 0 | 0 | 0 | 0 |  |  | Not Eligible |  | 0 | 29 | 0 | 0 | 0 | 0 | 0 |  |  |  |  | 0 | [9 empty] | 0 | 0 |  | 0
0 |  |  | Standard |  | 0 | 0 | 0 | 0 |  | Total | 0 | 0 | 0 | 0 |  |  | Not Eligible |  | 0 | 30 | 0 | 0 | 0 | 0 | 0 |  |  |  |  | 0 | [9 empty] | 0 | 0 |  | 0
LIGHTING MEASURES Interior HID to LED
0 |  |  | Standard |  | 0 | 0 | 0 | 0 |  | Total | 0 | 0 | 0 | 0 |  |  | Not Eligible |  | 0 | 1 | 0 | 0 |  | 0 | 0 |  |  |  |  | 0 | [9 empty] | 0 | 0 |  | 0
0 |  |  | Standard |  | 0 | 0 | 0 | 0 |  | Total | 0 | 0 | 0 | 0 |  |  | Not Eligible |  | 0 | 2 | 0 | 0 |  | 0 | 0 |  |  |  |  | 0 | [9 empty] | 0 | 0 |  | 0
0 |  |  | Standard |  | 0 | 0 | 0 | 0 |  | Total | 0 | 0 | 0 | 0 |  |  | Not Eligible |  | 0 | 3 | 0 | 0 |  | 0 | 0 |  |  |  |  | 0 | [9 empty] | 0 | 0 |  | 0
0 |  |  | Standard |  | 0 | 0 | 0 | 0 |  | Total | 0 | 0 | 0 | 0 |  |  | Not Eligible |  | 0 | 4 | 0 | 0 |  | 0 | 0 |  |  |  |  | 0 | [9 empty] | 0 | 0 |  | 0
0 |  |  | Standard |  | 0 | 0 | 0 | 0 |  | Total | 0 | 0 | 0 | 0 |  |  | Not Eligible |  | 0 | 5 | 0 | 0 |  | 0 | 0 |  |  |  |  | 0 | [9 empty] | 0 | 0 |  | 0
0 |  |  | Standard |  | 0 | 0 | 0 | 0 |  | Total | 0 | 0 | 0 | 0 |  |  | Not Eligible |  | 0 | 6 | 0 | 0 |  | 0 | 0 |  |  |  |  | 0 | [9 empty] | 0 | 0 |  | 0
0 |  |  | Standard |  | 0 | 0 | 0 | 0 |  | Total | 0 | 0 | 0 | 0 |  |  | Not Eligible |  | 0 | 7 | 0 | 0 |  | 0 | 0 |  |  |  |  | 0 | [9 empty] | 0 | 0 |  | 0
0 |  |  | Standard |  | 0 | 0 | 0 | 0 |  | Total | 0 | 0 | 0 | 0 |  |  | Not Eligible |  | 0 | 8 | 0 | 0 |  | 0 | 0 |  |  |  |  | 0 | [9 empty] | 0 | 0 |  | 0
0 |  |  | Standard |  | 0 | 0 | 0 | 0 |  | Total | 0 | 0 | 0 | 0 |  |  | Not Eligible |  | 0 | 9 | 0 | 0 |  | 0 | 0 |  |  |  |  | 0 | [9 empty] | 0 | 0 |  | 0
0 |  |  | Standard |  | 0 | 0 | 0 | 0 |  | Total | 0 | 0 | 0 | 0 |  |  | Not Eligible |  | 0 | 10 | 0 | 0 |  | 0 | 0 |  |  |  |  | 0 | [9 empty] | 0 | 0 |  | 0
0 |  |  | Standard |  | 0 | 0 | 0 | 0 |  | Total | 0 | 0 | 0 | 0 |  |  | Not Eligible |  | 0 | 11 | 0 | 0 |  | 0 | 0 |  |  |  |  | 0 | [9 empty] | 0 | 0 |  | 0
0 |  |  | Standard |  | 0 | 0 | 0 | 0 |  | Total | 0 | 0 | 0 | 0 |  |  | Not Eligible |  | 0 | 12 | 0 | 0 |  | 0 | 0 |  |  |  |  | 0 | [9 empty] | 0 | 0 |  | 0
0 |  |  | Standard |  | 0 | 0 | 0 | 0 |  | Total | 0 | 0 | 0 | 0 |  |  | Not Eligible |  | 0 | 13 | 0 | 0 |  | 0 | 0 |  |  |  |  | 0 | [9 empty] | 0 | 0 |  | 0
0 |  |  | Standard |  | 0 | 0 | 0 | 0 |  | Total | 0 | 0 | 0 | 0 |  |  | Not Eligible |  | 0 | 14 | 0 | 0 |  | 0 | 0 |  |  |  |  | 0 | [9 empty] | 0 | 0 |  | 0
0 |  |  | Standard |  | 0 | 0 | 0 | 0 |  | Total | 0 | 0 | 0 | 0 |  |  | Not Eligible |  | 0 | 15 | 0 | 0 |  | 0 | 0 |  |  |  |  | 0 | [9 empty] | 0 | 0 |  | 0
0 |  |  | Standard |  | 0 | 0 | 0 | 0 |  | Total | 0 | 0 | 0 | 0 |  |  | Not Eligible |  | 0 | 16 | 0 | 0 |  | 0 | 0 |  |  |  |  | 0 | [9 empty] | 0 | 0 |  | 0
0 |  |  | Standard |  | 0 | 0 | 0 | 0 |  | Total | 0 | 0 | 0 | 0 |  |  | Not Eligible |  | 0 | 17 | 0 | 0 |  | 0 | 0 |  |  |  |  | 0 | [9 empty] | 0 | 0 |  | 0
0 |  |  | Standard |  | 0 | 0 | 0 | 0 |  | Total | 0 | 0 | 0 | 0 |  |  | Not Eligible |  | 0 | 18 | 0 | 0 |  | 0 | 0 |  |  |  |  | 0 | [9 empty] | 0 | 0 |  | 0
0 |  |  | Standard |  | 0 | 0 | 0 | 0 |  | Total | 0 | 0 | 0 | 0 |  |  | Not Eligible |  | 0 | 19 | 0 | 0 |  | 0 | 0 |  |  |  |  | 0 | [9 empty] | 0 | 0 |  | 0
0 |  |  | Standard |  | 0 | 0 | 0 | 0 |  | Total | 0 | 0 | 0 | 0 |  |  | Not Eligible |  | 0 | 20 | 0 | 0 |  | 0 | 0 |  |  |  |  | 0 | [9 empty] | 0 | 0 |  | 0
0 |  |  | Standard |  | 0 | 0 | 0 | 0 |  | Total | 0 | 0 | 0 | 0 |  |  | Not Eligible |  | 0 | 21 | 0 | 0 |  | 0 | 0 |  |  |  |  | 0 | [9 empty] | 0 | 0 |  | 0
0 |  |  | Standard |  | 0 | 0 | 0 | 0 |  | Total | 0 | 0 | 0 | 0 |  |  | Not Eligible |  | 0 | 22 | 0 | 0 |  | 0 | 0 |  |  |  |  | 0 | [9 empty] | 0 | 0 |  | 0
0 |  |  | Standard |  | 0 | 0 | 0 | 0 |  | Total | 0 | 0 | 0 | 0 |  |  | Not Eligible |  | 0 | 23 | 0 | 0 |  | 0 | 0 |  |  |  |  | 0 | [9 empty] | 0 | 0 |  | 0
0 |  |  | Standard |  | 0 | 0 | 0 | 0 |  | Total | 0 | 0 | 0 | 0 |  |  | Not Eligible |  | 0 | 24 | 0 | 0 |  | 0 | 0 |  |  |  |  | 0 | [9 empty] | 0 | 0 |  | 0
0 |  |  | Standard |  | 0 | 0 | 0 | 0 |  | Total | 0 | 0 | 0 | 0 |  |  | Not Eligible |  | 0 | 25 | 0 | 0 |  | 0 | 0 |  |  |  |  | 0 | [9 empty] | 0 | 0 |  | 0
0 |  |  | Standard |  | 0 | 0 | 0 | 0 |  | Total | 0 | 0 | 0 | 0 |  |  | Not Eligible |  | 0 | 26 | 0 | 0 |  | 0 | 0 |  |  |  |  | 0 | [9 empty] | 0 | 0 |  | 0
0 |  |  | Standard |  | 0 | 0 | 0 | 0 |  | Total | 0 | 0 | 0 | 0 |  |  | Not Eligible |  | 0 | 27 | 0 | 0 |  | 0 | 0 |  |  |  |  | 0 | [9 empty] | 0 | 0 |  | 0
0 |  |  | Standard |  | 0 | 0 | 0 | 0 |  | Total | 0 | 0 | 0 | 0 |  |  | Not Eligible |  | 0 | 28 | 0 | 0 |  | 0 | 0 |  |  |  |  | 0 | [9 empty] | 0 | 0 |  | 0
0 |  |  | Standard |  | 0 | 0 | 0 | 0 |  | Total | 0 | 0 | 0 | 0 |  |  | Not Eligible |  | 0 | 29 | 0 | 0 |  | 0 | 0 |  |  |  |  | 0 | [9 empty] | 0 | 0 |  | 0
0 |  |  | Standard |  | 0 | 0 | 0 | 0 |  | Total | 0 | 0 | 0 | 0 |  |  | Not Eligible |  | 0 | 30 | 0 | 0 |  | 0 | 0 |  |  |  |  | 0 | [9 empty] | 0 | 0 |  | 0
LIGHTING MEASURES Exit Signs
0 |  |  | Standard |  |  | 0 | 0 | 0 |  | Total | 0 | 0 | 0 | 0 |  |  | Not Eligible | 0 | 0 | 1 |  |  |  | 0 | 0 |  |  |  |  | 0 | [9 empty] | 0 | 0 |  | 0
0 |  |  | Standard |  |  | 0 | 0 | 0 |  | Total | 0 | 0 | 0 | 0 |  |  | Not Eligible | 0 | 0 | 2 |  |  |  | 0 | 0 |  |  |  |  | 0 | [9 empty] | 0 | 0 |  | 0
0 |  |  | Standard |  |  | 0 | 0 | 0 |  | Total | 0 | 0 | 0 | 0 |  |  | Not Eligible | 0 | 0 | 3 |  |  |  | 0 | 0 |  |  |  |  | 0 | [9 empty] | 0 | 0 |  | 0
0 |  |  | Standard |  |  | 0 | 0 | 0 |  | Total | 0 | 0 | 0 | 0 |  |  | Not Eligible | 0 | 0 | 4 |  |  |  | 0 | 0 |  |  |  |  | 0 | [9 empty] | 0 | 0 |  | 0
0 |  |  | Standard |  |  | 0 | 0 | 0 |  | Total | 0 | 0 | 0 | 0 |  |  | Not Eligible | 0 | 0 | 5 |  |  |  | 0 | 0 |  |  |  |  | 0 | [9 empty] | 0 | 0 |  | 0
0 |  |  | Standard |  |  | 0 | 0 | 0 |  | Total | 0 | 0 | 0 | 0 |  |  | Not Eligible | 0 | 0 | 6 |  |  |  | 0 | 0 |  |  |  |  | 0 | [9 empty] | 0 | 0 |  | 0
0 |  |  | Standard |  |  | 0 | 0 | 0 |  | Total | 0 | 0 | 0 | 0 |  |  | Not Eligible | 0 | 0 | 7 |  |  |  | 0 | 0 |  |  |  |  | 0 | [9 empty] | 0 | 0 |  | 0
0 |  |  | Standard |  |  | 0 | 0 | 0 |  | Total | 0 | 0 | 0 | 0 |  |  | Not Eligible | 0 | 0 | 8 |  |  |  | 0 | 0 |  |  |  |  | 0 | [9 empty] | 0 | 0 |  | 0
0 |  |  | Standard |  |  | 0 | 0 | 0 |  | Total | 0 | 0 | 0 | 0 |  |  | Not Eligible | 0 | 0 | 9 |  |  |  | 0 | 0 |  |  |  |  | 0 | [9 empty] | 0 | 0 |  | 0
0 |  |  | Standard |  |  | 0 | 0 | 0 |  | Total | 0 | 0 | 0 | 0 |  |  | Not Eligible | 0 | 0 | 10 |  |  |  | 0 | 0 |  |  |  |  | 0 | [9 empty] | 0 | 0 |  | 0
0 |  |  | Standard |  |  | 0 | 0 | 0 |  | Total | 0 | 0 | 0 | 0 |  |  | Not Eligible | 0 | 0 | 11 |  |  |  | 0 | 0 |  |  |  |  | 0 | [9 empty] | 0 | 0 |  | 0
0 |  |  | Standard |  |  | 0 | 0 | 0 |  | Total | 0 | 0 | 0 | 0 |  |  | Not Eligible | 0 | 0 | 12 |  |  |  | 0 | 0 |  |  |  |  | 0 | [9 empty] | 0 | 0 |  | 0
0 |  |  | Standard |  |  | 0 | 0 | 0 |  | Total | 0 | 0 | 0 | 0 |  |  | Not Eligible | 0 | 0 | 13 |  |  |  | 0 | 0 |  |  |  |  | 0 | [9 empty] | 0 | 0 |  | 0
0 |  |  | Standard |  |  | 0 | 0 | 0 |  | Total | 0 | 0 | 0 | 0 |  |  | Not Eligible | 0 | 0 | 14 |  |  |  | 0 | 0 |  |  |  |  | 0 | [9 empty] | 0 | 0 |  | 0
0 |  |  | Standard |  |  | 0 | 0 | 0 |  | Total | 0 | 0 | 0 | 0 |  |  | Not Eligible | 0 | 0 | 15 |  |  |  | 0 | 0 |  |  |  |  | 0 | [9 empty] | 0 | 0 |  | 0
0 |  |  | Standard |  |  | 0 | 0 | 0 |  | Total | 0 | 0 | 0 | 0 |  |  | Not Eligible | 0 | 0 | 16 |  |  |  | 0 | 0 |  |  |  |  | 0 | [9 empty] | 0 | 0 |  | 0
0 |  |  | Standard |  |  | 0 | 0 | 0 |  | Total | 0 | 0 | 0 | 0 |  |  | Not Eligible | 0 | 0 | 17 |  |  |  | 0 | 0 |  |  |  |  | 0 | [9 empty] | 0 | 0 |  | 0
0 |  |  | Standard |  |  | 0 | 0 | 0 |  | Total | 0 | 0 | 0 | 0 |  |  | Not Eligible | 0 | 0 | 18 |  |  |  | 0 | 0 |  |  |  |  | 0 | [9 empty] | 0 | 0 |  | 0
0 |  |  | Standard |  |  | 0 | 0 | 0 |  | Total | 0 | 0 | 0 | 0 |  |  | Not Eligible | 0 | 0 | 19 |  |  |  | 0 | 0 |  |  |  |  | 0 | [9 empty] | 0 | 0 |  | 0
0 |  |  | Standard |  |  | 0 | 0 | 0 |  | Total | 0 | 0 | 0 | 0 |  |  | Not Eligible | 0 | 0 | 20 |  |  |  | 0 | 0 |  |  |  |  | 0 | [9 empty] | 0 | 0 |  | 0
0 |  |  | Standard |  |  | 0 | 0 | 0 |  | Total | 0 | 0 | 0 | 0 |  |  | Not Eligible | 0 | 0 | 21 |  |  |  | 0 | 0 |  |  |  |  | 0 | [9 empty] | 0 | 0 |  | 0
0 |  |  | Standard |  |  | 0 | 0 | 0 |  | Total | 0 | 0 | 0 | 0 |  |  | Not Eligible | 0 | 0 | 22 |  |  |  | 0 | 0 |  |  |  |  | 0 | [9 empty] | 0 | 0 |  | 0
0 |  |  | Standard |  |  | 0 | 0 | 0 |  | Total | 0 | 0 | 0 | 0 |  |  | Not Eligible | 0 | 0 | 23 |  |  |  | 0 | 0 |  |  |  |  | 0 | [9 empty] | 0 | 0 |  | 0
0 |  |  | Standard |  |  | 0 | 0 | 0 |  | Total | 0 | 0 | 0 | 0 |  |  | Not Eligible | 0 | 0 | 24 |  |  |  | 0 | 0 |  |  |  |  | 0 | [9 empty] | 0 | 0 |  | 0
0 |  |  | Standard |  |  | 0 | 0 | 0 |  | Total | 0 | 0 | 0 | 0 |  |  | Not Eligible | 0 | 0 | 25 |  |  |  | 0 | 0 |  |  |  |  | 0 | [9 empty] | 0 | 0 |  | 0
0 |  |  | Standard |  |  | 0 | 0 | 0 |  | Total | 0 | 0 | 0 | 0 |  |  | Not Eligible | 0 | 0 | 26 |  |  |  | 0 | 0 |  |  |  |  | 0 | [9 empty] | 0 | 0 |  | 0
0 |  |  | Standard |  |  | 0 | 0 | 0 |  | Total | 0 | 0 | 0 | 0 |  |  | Not Eligible | 0 | 0 | 27 |  |  |  | 0 | 0 |  |  |  |  | 0 | [9 empty] | 0 | 0 |  | 0
0 |  |  | Standard |  |  | 0 | 0 | 0 |  | Total | 0 | 0 | 0 | 0 |  |  | Not Eligible | 0 | 0 | 28 |  |  |  | 0 | 0 |  |  |  |  | 0 | [9 empty] | 0 | 0 |  | 0
0 |  |  | Standard |  |  | 0 | 0 | 0 |  | Total | 0 | 0 | 0 | 0 |  |  | Not Eligible | 0 | 0 | 29 |  |  |  | 0 | 0 |  |  |  |  | 0 | [9 empty] | 0 | 0 |  | 0
0 |  |  | Standard |  |  | 0 | 0 | 0 |  | Total | 0 | 0 | 0 | 0 |  |  | Not Eligible | 0 | 0 | 30 |  |  |  | 0 | 0 |  |  |  |  | 0 | [9 empty] | 0 | 0 |  | 0
LIGHTING MEASURES Occupancy Sensors
0 |  |  | Standard |  | 0 | 0 | 0 | 0 |  | Total | 0 | 0 | 0 | 0 | [5 empty] | 1 |  | 0 |  | 0 | [15 empty] | 0 |  |  | 0
0 |  |  | Standard |  | 0 | 0 | 0 | 0 |  | Total | 0 | 0 | 0 | 0 | [5 empty] | 2 |  | 0 |  | 0 | [15 empty] | 0 |  |  | 0
0 |  |  | Standard |  | 0 | 0 | 0 | 0 |  | Total | 0 | 0 | 0 | 0 | [5 empty] | 3 |  | 0 |  | 0 | [15 empty] | 0 |  |  | 0
0 |  |  | Standard |  | 0 | 0 | 0 | 0 |  | Total | 0 | 0 | 0 | 0 | [5 empty] | 4 |  | 0 |  | 0 | [15 empty] | 0 |  |  | 0
0 |  |  | Standard |  | 0 | 0 | 0 | 0 |  | Total | 0 | 0 | 0 | 0 | [5 empty] | 5 |  | 0 |  | 0 | [15 empty] | 0 |  |  | 0
0 |  |  | Standard |  | 0 | 0 | 0 | 0 |  | Total | 0 | 0 | 0 | 0 | [5 empty] | 6 |  | 0 |  | 0 | [15 empty] | 0 |  |  | 0
0 |  |  | Standard |  | 0 | 0 | 0 | 0 |  | Total | 0 | 0 | 0 | 0 | [5 empty] | 7 |  | 0 |  | 0 | [15 empty] | 0 |  |  | 0
0 |  |  | Standard |  | 0 | 0 | 0 | 0 |  | Total | 0 | 0 | 0 | 0 | [5 empty] | 8 |  | 0 |  | 0 | [15 empty] | 0 |  |  | 0
0 |  |  | Standard |  | 0 | 0 | 0 | 0 |  | Total | 0 | 0 | 0 | 0 | [5 empty] | 9 |  | 0 |  | 0 | [15 empty] | 0 |  |  | 0
0 |  |  | Standard |  | 0 | 0 | 0 | 0 |  | Total | 0 | 0 | 0 | 0 | [5 empty] | 10 |  | 0 |  | 0 | [15 empty] | 0 |  |  | 0
LIGHTING MEASURES New Load - Provisional Measure
0 |  |  | Custom | Miscellaneous | 0 |  |  |  |  | Total | 0 | 0 | 0 | 0 | [5 empty] | 1 | NC Provisional Measure | [18 empty] | 1
LIGHTING MEASURES New Load - Lighting Power Density Baseline
0 |  |  | Custom |  | 0 |  | 0 | 0 | 0 | Total |  | 0 | 0 | 0 | 0 | 0 | 0 | 0 | 0 | 1 | Baseline Lighting System | New Construction Lighting Power Density (LPD) | [8 empty] | 0 | 0
LIGHTING MEASURES New Load - LPD-Exempt Baseline
0 |  |  | Custom |  | 0 |  | 0 | 0 | 0 | Total |  | 0 | 0 | 0 | 0 | 0 | 0 | 0 | 0 | 1 | Market Baseline Lightling System | New Construction Market Baseline | [8 empty] | 0 | 0 | [5 empty] | 0
LIGHTING MEASURES Custom Lighting
0 |  |  | Custom | Lighting |  | 0 | 0 | 0 |  | Total | 0 | 0 | 0 | 0 |  |  | Not Eligible |  |  | 1 | 0 | 0 | 0 | 0 | 0 |  |  |  |  | 0 | [9 empty] | 0 |  |  | 0
0 |  |  | Custom | Lighting |  | 0 | 0 | 0 |  | Total | 0 | 0 | 0 | 0 |  |  | Not Eligible |  |  | 2 | 0 | 0 | 0 | 0 | 0 |  |  |  |  | 0 | [9 empty] | 0 |  |  | 0
0 |  |  | Custom | Lighting |  | 0 | 0 | 0 |  | Total | 0 | 0 | 0 | 0 |  |  | Not Eligible |  |  | 3 | 0 | 0 | 0 | 0 | 0 |  |  |  |  | 0 | [9 empty] | 0 |  |  | 0
0 |  |  | Custom | Lighting |  | 0 | 0 | 0 |  | Total | 0 | 0 | 0 | 0 |  |  | Not Eligible |  |  | 4 | 0 | 0 | 0 | 0 | 0 |  |  |  |  | 0 | [9 empty] | 0 |  |  | 0
0 |  |  | Custom | Lighting |  | 0 | 0 | 0 |  | Total | 0 | 0 | 0 | 0 |  |  | Not Eligible |  |  | 5 | 0 | 0 | 0 | 0 | 0 |  |  |  |  | 0 | [9 empty] | 0 |  |  | 0
0 |  |  | Custom | Lighting |  | 0 | 0 | 0 |  | Total | 0 | 0 | 0 | 0 |  |  | Not Eligible |  |  | 6 | 0 | 0 | 0 | 0 | 0 |  |  |  |  | 0 | [9 empty] | 0 |  |  | 0
0 |  |  | Custom | Lighting |  | 0 | 0 | 0 |  | Total | 0 | 0 | 0 | 0 |  |  | Not Eligible |  |  | 7 | 0 | 0 | 0 | 0 | 0 |  |  |  |  | 0 | [9 empty] | 0 |  |  | 0
0 |  |  | Custom | Lighting |  | 0 | 0 | 0 |  | Total | 0 | 0 | 0 | 0 |  |  | Not Eligible |  |  | 8 | 0 | 0 | 0 | 0 | 0 |  |  |  |  | 0 | [9 empty] | 0 |  |  | 0
0 |  |  | Custom | Lighting |  | 0 | 0 | 0 |  | Total | 0 | 0 | 0 | 0 |  |  | Not Eligible |  |  | 9 | 0 | 0 | 0 | 0 | 0 |  |  |  |  | 0 | [9 empty] | 0 |  |  | 0
0 |  |  | Custom | Lighting |  | 0 | 0 | 0 |  | Total | 0 | 0 | 0 | 0 |  |  | Not Eligible |  |  | 10 | 0 | 0 | 0 | 0 | 0 |  |  |  |  | 0 | [9 empty] | 0 |  |  | 0
0 |  |  | Custom | Lighting |  | 0 | 0 | 0 |  | Total | 0 | 0 | 0 | 0 |  |  | Not Eligible |  |  | 11 | 0 | 0 | 0 | 0 | 0 |  |  |  |  | 0 | [9 empty] | 0 |  |  | 0
0 |  |  | Custom | Lighting |  | 0 | 0 | 0 |  | Total | 0 | 0 | 0 | 0 |  |  | Not Eligible |  |  | 12 | 0 | 0 | 0 | 0 | 0 |  |  |  |  | 0 | [9 empty] | 0 |  |  | 0
0 |  |  | Custom | Lighting |  | 0 | 0 | 0 |  | Total | 0 | 0 | 0 | 0 |  |  | Not Eligible |  |  | 13 | 0 | 0 | 0 | 0 | 0 |  |  |  |  | 0 | [9 empty] | 0 |  |  | 0
0 |  |  | Custom | Lighting |  | 0 | 0 | 0 |  | Total | 0 | 0 | 0 | 0 |  |  | Not Eligible |  |  | 14 | 0 | 0 | 0 | 0 | 0 |  |  |  |  | 0 | [9 empty] | 0 |  |  | 0
0 |  |  | Custom | Lighting |  | 0 | 0 | 0 |  | Total | 0 | 0 | 0 | 0 |  |  | Not Eligible |  |  | 15 | 0 | 0 | 0 | 0 | 0 |  |  |  |  | 0 | [9 empty] | 0 |  |  | 0
0 |  |  | Custom | Lighting |  | 0 | 0 | 0 |  | Total | 0 | 0 | 0 | 0 |  |  | Not Eligible |  |  | 16 | 0 | 0 | 0 | 0 | 0 |  |  |  |  | 0 | [9 empty] | 0 |  |  | 0
0 |  |  | Custom | Lighting |  | 0 | 0 | 0 |  | Total | 0 | 0 | 0 | 0 |  |  | Not Eligible |  |  | 17 | 0 | 0 | 0 | 0 | 0 |  |  |  |  | 0 | [9 empty] | 0 |  |  | 0
0 |  |  | Custom | Lighting |  | 0 | 0 | 0 |  | Total | 0 | 0 | 0 | 0 |  |  | Not Eligible |  |  | 18 | 0 | 0 | 0 | 0 | 0 |  |  |  |  | 0 | [9 empty] | 0 |  |  | 0
0 |  |  | Custom | Lighting |  | 0 | 0 | 0 |  | Total | 0 | 0 | 0 | 0 |  |  | Not Eligible |  |  | 19 | 0 | 0 | 0 | 0 | 0 |  |  |  |  | 0 | [9 empty] | 0 |  |  | 0
0 |  |  | Custom | Lighting |  | 0 | 0 | 0 |  | Total | 0 | 0 | 0 | 0 |  |  | Not Eligible |  |  | 20 | 0 | 0 | 0 | 0 | 0 |  |  |  |  | 0 | [9 empty] | 0 |  |  | 0
0 |  |  | Custom | Lighting |  | 0 | 0 | 0 |  | Total | 0 | 0 | 0 | 0 |  |  | Not Eligible |  |  | 21 | 0 | 0 | 0 | 0 | 0 |  |  |  |  | 0 | [9 empty] | 0 |  |  | 0
0 |  |  | Custom | Lighting |  | 0 | 0 | 0 |  | Total | 0 | 0 | 0 | 0 |  |  | Not Eligible |  |  | 22 | 0 | 0 | 0 | 0 | 0 |  |  |  |  | 0 | [9 empty] | 0 |  |  | 0
0 |  |  | Custom | Lighting |  | 0 | 0 | 0 |  | Total | 0 | 0 | 0 | 0 |  |  | Not Eligible |  |  | 23 | 0 | 0 | 0 | 0 | 0 |  |  |  |  | 0 | [9 empty] | 0 |  |  | 0
0 |  |  | Custom | Lighting |  | 0 | 0 | 0 |  | Total | 0 | 0 | 0 | 0 |  |  | Not Eligible |  |  | 24 | 0 | 0 | 0 | 0 | 0 |  |  |  |  | 0 | [9 empty] | 0 |  |  | 0
0 |  |  | Custom | Lighting |  | 0 | 0 | 0 |  | Total | 0 | 0 | 0 | 0 |  |  | Not Eligible |  |  | 25 | 0 | 0 | 0 | 0 | 0 |  |  |  |  | 0 | [9 empty] | 0 |  |  | 0
0 |  |  | Custom | Lighting |  | 0 | 0 | 0 |  | Total | 0 | 0 | 0 | 0 |  |  | Not Eligible |  |  | 26 | 0 | 0 | 0 | 0 | 0 |  |  |  |  | 0 | [9 empty] | 0 |  |  | 0
0 |  |  | Custom | Lighting |  | 0 | 0 | 0 |  | Total | 0 | 0 | 0 | 0 |  |  | Not Eligible |  |  | 27 | 0 | 0 | 0 | 0 | 0 |  |  |  |  | 0 | [9 empty] | 0 |  |  | 0
0 |  |  | Custom | Lighting |  | 0 | 0 | 0 |  | Total | 0 | 0 | 0 | 0 |  |  | Not Eligible |  |  | 28 | 0 | 0 | 0 | 0 | 0 |  |  |  |  | 0 | [9 empty] | 0 |  |  | 0
0 |  |  | Custom | Lighting |  | 0 | 0 | 0 |  | Total | 0 | 0 | 0 | 0 |  |  | Not Eligible |  |  | 29 | 0 | 0 | 0 | 0 | 0 |  |  |  |  | 0 | [9 empty] | 0 |  |  | 0
0 |  |  | Custom | Lighting |  | 0 | 0 | 0 |  | Total | 0 | 0 | 0 | 0 |  |  | Not Eligible |  |  | 30 | 0 | 0 | 0 | 0 | 0 |  |  |  |  | 0 | [9 empty] | 0 |  |  | 0
STANDARD MEASURES HVAC Equipment
0 |  |  | Standard |  |  | 0 | 0 | 0 |  | Total | 0 | 0 | 0 | 0 | [5 empty] | 1 |  | 0 |  | 0 |  |  |  | 0 | Tons | [13 empty] | 0
0 |  |  | Standard |  |  | 0 | 0 | 0 |  | Total | 0 | 0 | 0 | 0 | [5 empty] | 2 |  | 0 |  | 0 |  |  |  | 0 | Tons | [13 empty] | 0
0 |  |  | Standard |  |  | 0 | 0 | 0 |  | Total | 0 | 0 | 0 | 0 | [5 empty] | 3 |  | 0 |  | 0 |  |  |  | 0 | Tons | [13 empty] | 0
0 |  |  | Standard |  |  | 0 | 0 | 0 |  | Total | 0 | 0 | 0 | 0 | [5 empty] | 4 |  | 0 |  | 0 |  |  |  | 0 | Tons | [13 empty] | 0
0 |  |  | Standard |  |  | 0 | 0 | 0 |  | Total | 0 | 0 | 0 | 0 | [5 empty] | 5 |  | 0 |  | 0 |  |  |  | 0 | Tons | [13 empty] | 0
0 |  |  | Standard |  |  | 0 | 0 | 0 |  | Total | 0 | 0 | 0 | 0 | [5 empty] | 6 |  | 0 |  | 0 |  |  |  | 0 | Tons | [13 empty] | 0
0 |  |  | Standard |  |  | 0 | 0 | 0 |  | Total | 0 | 0 | 0 | 0 | [5 empty] | 7 |  | 0 |  | 0 |  |  |  | 0 | Tons | [13 empty] | 0
0 |  |  | Standard |  |  | 0 | 0 | 0 |  | Total | 0 | 0 | 0 | 0 | [5 empty] | 8 |  | 0 |  | 0 |  |  |  | 0 | Tons | [13 empty] | 0
0 |  |  | Standard |  |  | 0 | 0 | 0 |  | Total | 0 | 0 | 0 | 0 | [5 empty] | 9 |  | 0 |  | 0 |  |  |  | 0 | Tons | [13 empty] | 0
0 |  |  | Standard |  |  | 0 | 0 | 0 |  | Total | 0 | 0 | 0 | 0 | [5 empty] | 10 |  | 0 |  | 0 |  |  |  | 0 | Tons | [13 empty] | 0
STANDARD MEASURES Refrigeration
0 |  |  | Standard |  |  | 0 | 0 | 0 |  |  | 0 | 0 | 0 | 0 | [5 empty] | 1 |  | 0 |  | 0
0 |  |  | Standard |  |  | 0 | 0 | 0 |  |  | 0 | 0 | 0 | 0 | [5 empty] | 2 |  | 0 |  | 0
0 |  |  | Standard |  |  | 0 | 0 | 0 |  |  | 0 | 0 | 0 | 0 | [5 empty] | 3 |  | 0 |  | 0
0 |  |  | Standard |  |  | 0 | 0 | 0 |  |  | 0 | 0 | 0 | 0 | [5 empty] | 4 |  | 0 |  | 0
0 |  |  | Standard |  |  | 0 | 0 | 0 |  |  | 0 | 0 | 0 | 0 | [5 empty] | 5 |  | 0 |  | 0
0 |  |  | Standard |  |  | 0 | 0 | 0 |  |  | 0 | 0 | 0 | 0 | [5 empty] | 6 |  | 0 |  | 0
0 |  |  | Standard |  |  | 0 | 0 | 0 |  |  | 0 | 0 | 0 | 0 | [5 empty] | 7 |  | 0 |  | 0
0 |  |  | Standard |  |  | 0 | 0 | 0 |  |  | 0 | 0 | 0 | 0 | [5 empty] | 8 |  | 0 |  | 0
0 |  |  | Standard |  |  | 0 | 0 | 0 |  |  | 0 | 0 | 0 | 0 | [5 empty] | 9 |  | 0 |  | 0
0 |  |  | Standard |  |  | 0 | 0 | 0 |  |  | 0 | 0 | 0 | 0 | [5 empty] | 10 |  | 0 |  | 0
STANDARD MEASURES Commercial Cooking
0 |  |  | Standard |  |  | 0 | 0 | 0 |  |  | 0 | 0 | 0 | 0 | [5 empty] | 1 |  | 0 |  | 0
0 |  |  | Standard |  |  | 0 | 0 | 0 |  |  | 0 | 0 | 0 | 0 | [5 empty] | 2 |  | 0 |  | 0
0 |  |  | Standard |  |  | 0 | 0 | 0 |  |  | 0 | 0 | 0 | 0 | [5 empty] | 3 |  | 0 |  | 0
0 |  |  | Standard |  |  | 0 | 0 | 0 |  |  | 0 | 0 | 0 | 0 | [5 empty] | 4 |  | 0 |  | 0
0 |  |  | Standard |  |  | 0 | 0 | 0 |  |  | 0 | 0 | 0 | 0 | [5 empty] | 5 |  | 0 |  | 0
0 |  |  | Standard |  |  | 0 | 0 | 0 |  |  | 0 | 0 | 0 | 0 | [5 empty] | 6 |  | 0 |  | 0
0 |  |  | Standard |  |  | 0 | 0 | 0 |  |  | 0 | 0 | 0 | 0 | [5 empty] | 7 |  | 0 |  | 0
0 |  |  | Standard |  |  | 0 | 0 | 0 |  |  | 0 | 0 | 0 | 0 | [5 empty] | 8 |  | 0 |  | 0
0 |  |  | Standard |  |  | 0 | 0 | 0 |  |  | 0 | 0 | 0 | 0 | [5 empty] | 9 |  | 0 |  | 0
0 |  |  | Standard |  |  | 0 | 0 | 0 |  |  | 0 | 0 | 0 | 0 | [5 empty] | 10 |  | 0 |  | 0
STANDARD MEASURES Water Heating
0 |  |  | Standard |  |  | 0 | 0 | 0 |  |  | 0 | 0 | 0 | 0 | [5 empty] | 1 |  | 0 |  | 0
0 |  |  | Standard |  |  | 0 | 0 | 0 |  |  | 0 | 0 | 0 | 0 | [5 empty] | 2 |  | 0 |  | 0
0 |  |  | Standard |  |  | 0 | 0 | 0 |  |  | 0 | 0 | 0 | 0 | [5 empty] | 3 |  | 0 |  | 0
0 |  |  | Standard |  |  | 0 | 0 | 0 |  |  | 0 | 0 | 0 | 0 | [5 empty] | 4 |  | 0 |  | 0
0 |  |  | Standard |  |  | 0 | 0 | 0 |  |  | 0 | 0 | 0 | 0 | [5 empty] | 5 |  | 0 |  | 0
0 |  |  | Standard |  |  | 0 | 0 | 0 |  |  | 0 | 0 | 0 | 0 | [5 empty] | 6 |  | 0 |  | 0
0 |  |  | Standard |  |  | 0 | 0 | 0 |  |  | 0 | 0 | 0 | 0 | [5 empty] | 7 |  | 0 |  | 0
0 |  |  | Standard |  |  | 0 | 0 | 0 |  |  | 0 | 0 | 0 | 0 | [5 empty] | 8 |  | 0 |  | 0
0 |  |  | Standard |  |  | 0 | 0 | 0 |  |  | 0 | 0 | 0 | 0 | [5 empty] | 9 |  | 0 |  | 0
0 |  |  | Standard |  |  | 0 | 0 | 0 |  |  | 0 | 0 | 0 | 0 | [5 empty] | 10 |  | 0 |  | 0
STANDARD MEASURES VFDs
0 |  |  | Standard |  |  | 0 | 0 | 0 |  |  | 0 | 0 | 0 | 0 | [5 empty] | 1 |  | 0 |  | 0 |  |  |  | 0 | [14 empty] | 0
0 |  |  | Standard |  |  | 0 | 0 | 0 |  |  | 0 | 0 | 0 | 0 | [5 empty] | 2 |  | 0 |  | 0 |  |  |  | 0 | [14 empty] | 0
0 |  |  | Standard |  |  | 0 | 0 | 0 |  |  | 0 | 0 | 0 | 0 | [5 empty] | 3 |  | 0 |  | 0 |  |  |  | 0 | [14 empty] | 0
0 |  |  | Standard |  |  | 0 | 0 | 0 |  |  | 0 | 0 | 0 | 0 | [5 empty] | 4 |  | 0 |  | 0 |  |  |  | 0 | [14 empty] | 0
0 |  |  | Standard |  |  | 0 | 0 | 0 |  |  | 0 | 0 | 0 | 0 | [5 empty] | 5 |  | 0 |  | 0 |  |  |  | 0 | [14 empty] | 0
0 |  |  | Standard |  |  | 0 | 0 | 0 |  |  | 0 | 0 | 0 | 0 | [5 empty] | 6 |  | 0 |  | 0 |  |  |  | 0 | [14 empty] | 0
0 |  |  | Standard |  |  | 0 | 0 | 0 |  |  | 0 | 0 | 0 | 0 | [5 empty] | 7 |  | 0 |  | 0 |  |  |  | 0 | [14 empty] | 0
0 |  |  | Standard |  |  | 0 | 0 | 0 |  |  | 0 | 0 | 0 | 0 | [5 empty] | 8 |  | 0 |  | 0 |  |  |  | 0 | [14 empty] | 0
0 |  |  | Standard |  |  | 0 | 0 | 0 |  |  | 0 | 0 | 0 | 0 | [5 empty] | 9 |  | 0 |  | 0 |  |  |  | 0 | [14 empty] | 0
0 |  |  | Standard |  |  | 0 | 0 | 0 |  |  | 0 | 0 | 0 | 0 | [5 empty] | 10 |  | 0 |  | 0 |  |  |  | 0 | [14 empty] | 0
STANDARD MEASURES Compressed Air
0 |  |  | Standard |  |  | 0 | 0 | 0 |  |  | 0 | 0 | 0 | 0 | [5 empty] | 1 |  | 0 |  | 0
0 |  |  | Standard |  |  | 0 | 0 | 0 |  |  | 0 | 0 | 0 | 0 | [5 empty] | 2 |  | 0 |  | 0
0 |  |  | Standard |  |  | 0 | 0 | 0 |  |  | 0 | 0 | 0 | 0 | [5 empty] | 3 |  | 0 |  | 0
0 |  |  | Standard |  |  | 0 | 0 | 0 |  |  | 0 | 0 | 0 | 0 | [5 empty] | 4 |  | 0 |  | 0
0 |  |  | Standard |  |  | 0 | 0 | 0 |  |  | 0 | 0 | 0 | 0 | [5 empty] | 5 |  | 0 |  | 0
0 |  |  | Standard |  |  | 0 | 0 | 0 |  |  | 0 | 0 | 0 | 0 | [5 empty] | 6 |  | 0 |  | 0
0 |  |  | Standard |  |  | 0 | 0 | 0 |  |  | 0 | 0 | 0 | 0 | [5 empty] | 7 |  | 0 |  | 0
0 |  |  | Standard |  |  | 0 | 0 | 0 |  |  | 0 | 0 | 0 | 0 | [5 empty] | 8 |  | 0 |  | 0
0 |  |  | Standard |  |  | 0 | 0 | 0 |  |  | 0 | 0 | 0 | 0 | [5 empty] | 9 |  | 0 |  | 0
0 |  |  | Standard |  |  |  | 0 | 0 |  |  |  | 0 | 0 | 0 | [5 empty] | 10 |  | 0
STANDARD MEASURES High Volume, Low Speed Fans
0 |  |  | Standard |  |  | 0 | 0 | 0 |  | Total | 0 | 0 | 0 | 0 | [5 empty] | 1 |  | 0 |  | 0 | [18 empty] | 0
0 |  |  | Standard |  |  | 0 | 0 | 0 |  | Total | 0 | 0 | 0 | 0 | [5 empty] | 2 |  | 0 |  | 0 | [18 empty] | 0
0 |  |  | Standard |  |  | 0 | 0 | 0 |  | Total | 0 | 0 | 0 | 0 | [5 empty] | 3 |  | 0 |  | 0 | [18 empty] | 0
0 |  |  | Standard |  |  | 0 | 0 | 0 |  | Total | 0 | 0 | 0 | 0 | [5 empty] | 4 |  | 0 |  | 0 | [18 empty] | 0
0 |  |  | Standard |  |  | 0 | 0 | 0 |  | Total | 0 | 0 | 0 | 0 | [5 empty] | 5 |  | 0 |  | 0 | [18 empty] | 0
0 |  |  | Standard |  |  | 0 | 0 | 0 |  | Total | 0 | 0 | 0 | 0 | [5 empty] | 6 |  | 0 |  | 0 | [18 empty] | 0
0 |  |  | Standard |  |  | 0 | 0 | 0 |  | Total | 0 | 0 | 0 | 0 | [5 empty] | 7 |  | 0 |  | 0 | [18 empty] | 0
0 |  |  | Standard |  |  | 0 | 0 | 0 |  | Total | 0 | 0 | 0 | 0 | [5 empty] | 8 |  | 0 |  | 0 | [18 empty] | 0
0 |  |  | Standard |  |  | 0 | 0 | 0 |  | Total | 0 | 0 | 0 | 0 | [5 empty] | 9 |  | 0 |  | 0 | [18 empty] | 0
0 |  |  | Standard |  |  | 0 | 0 | 0 |  | Total | 0 | 0 | 0 | 0 | [5 empty] | 10 |  | 0 |  | 0 | [18 empty] | 0
CUSTOM MEASURES HVAC
0 |  |  | Custom |  |  |  | 0 | 0 |  |  | 0 | 0 | 0 | 0 |  |  | Not Eligible |  |  | 1 |  | 0 | 0 | 0 | [5 empty] | 0 | 0 | 0 | [7 empty] | 0 |  |  | 0
0 |  |  | Custom |  |  |  | 0 | 0 |  |  | 0 | 0 | 0 | 0 |  |  | Not Eligible |  |  | 2 |  | 0 | 0 | 0 | [5 empty] | 0 | 0 | 0 | [7 empty] | 0 |  |  | 0
0 |  |  | Custom |  |  |  | 0 | 0 |  |  | 0 | 0 | 0 | 0 |  |  | Not Eligible |  |  | 3 |  | 0 | 0 | 0 | [5 empty] | 0 | 0 | 0 | [7 empty] | 0 |  |  | 0
0 |  |  | Custom |  |  |  | 0 | 0 |  |  | 0 | 0 | 0 | 0 |  |  | Not Eligible |  |  | 4 |  | 0 | 0 | 0 | [5 empty] | 0 | 0 | 0 | [7 empty] | 0 |  |  | 0
0 |  |  | Custom |  |  |  | 0 | 0 |  |  | 0 | 0 | 0 | 0 |  |  | Not Eligible |  |  | 5 |  | 0 | 0 | 0 | [5 empty] | 0 | 0 | 0 | [7 empty] | 0 |  |  | 0
0 |  |  | Custom |  |  |  | 0 | 0 |  |  | 0 | 0 | 0 | 0 |  |  | Not Eligible |  |  | 6 |  | 0 | 0 | 0 | [5 empty] | 0 | 0 | 0 | [7 empty] | 0 |  |  | 0
0 |  |  | Custom |  |  |  | 0 | 0 |  |  | 0 | 0 | 0 | 0 |  |  | Not Eligible |  |  | 7 |  | 0 | 0 | 0 | [5 empty] | 0 | 0 | 0 | [7 empty] | 0 |  |  | 0
0 |  |  | Custom |  |  |  | 0 | 0 |  |  | 0 | 0 | 0 | 0 |  |  | Not Eligible |  |  | 8 |  | 0 | 0 | 0 | [5 empty] | 0 | 0 | 0 | [7 empty] | 0 |  |  | 0
0 |  |  | Custom |  |  |  | 0 | 0 |  |  | 0 | 0 | 0 | 0 |  |  | Not Eligible |  |  | 9 |  | 0 | 0 | 0 | [5 empty] | 0 | 0 | 0 | [7 empty] | 0 |  |  | 0
0 |  |  | Custom |  |  |  | 0 | 0 |  |  | 0 | 0 | 0 | 0 |  |  | Not Eligible |  |  | 10 |  | 0 | 0 | 0 | [5 empty] | 0 | 0 | 0 | [7 empty] | 0 |  |  | 0
CUSTOM MEASURES Lighting Controls
0 |  |  | Custom |  |  |  | 0 | 0 |  |  | 0 | 0 | 0 | 0 |  |  | Not Eligible |  |  | 1 |  | 0 | 0 | 0 | [5 empty] | 0 | 0 | 0 | [7 empty] | 0 |  |  | 0
0 |  |  | Custom |  |  |  | 0 | 0 |  |  | 0 | 0 | 0 | 0 |  |  | Not Eligible |  |  | 2 |  | 0 | 0 | 0 | [5 empty] | 0 | 0 | 0 | [7 empty] | 0 |  |  | 0
0 |  |  | Custom |  |  |  | 0 | 0 |  |  | 0 | 0 | 0 | 0 |  |  | Not Eligible |  |  | 3 |  | 0 | 0 | 0 | [5 empty] | 0 | 0 | 0 | [7 empty] | 0 |  |  | 0
0 |  |  | Custom |  |  |  | 0 | 0 |  |  | 0 | 0 | 0 | 0 |  |  | Not Eligible |  |  | 4 |  | 0 | 0 | 0 | [5 empty] | 0 | 0 | 0 | [7 empty] | 0 |  |  | 0
0 |  |  | Custom |  |  |  | 0 | 0 |  |  | 0 | 0 | 0 | 0 |  |  | Not Eligible |  |  | 5 |  | 0 | 0 | 0 | [5 empty] | 0 | 0 | 0 | [7 empty] | 0 |  |  | 0
0 |  |  | Custom |  |  |  | 0 | 0 |  |  | 0 | 0 | 0 | 0 |  |  | Not Eligible |  |  | 6 |  | 0 | 0 | 0 | [5 empty] | 0 | 0 | 0 | [7 empty] | 0 |  |  | 0
0 |  |  | Custom |  |  |  | 0 | 0 |  |  | 0 | 0 | 0 | 0 |  |  | Not Eligible |  |  | 7 |  | 0 | 0 | 0 | [5 empty] | 0 | 0 | 0 | [7 empty] | 0 |  |  | 0
0 |  |  | Custom |  |  |  | 0 | 0 |  |  | 0 | 0 | 0 | 0 |  |  | Not Eligible |  |  | 8 |  | 0 | 0 | 0 | [5 empty] | 0 | 0 | 0 | [7 empty] | 0 |  |  | 0
0 |  |  | Custom |  |  |  | 0 | 0 |  |  | 0 | 0 | 0 | 0 |  |  | Not Eligible |  |  | 9 |  | 0 | 0 | 0 | [5 empty] | 0 | 0 | 0 | [7 empty] | 0 |  |  | 0
0 |  |  | Custom |  |  |  | 0 | 0 |  |  | 0 | 0 | 0 | 0 |  |  | Not Eligible |  |  | 10 |  | 0 | 0 | 0 | [5 empty] | 0 | 0 | 0 | [7 empty] | 0 |  |  | 0
0 |  |  | Custom | 0 |  |  | 0 | 0 | 0 |  | 0 | 0 | 0 | 0 | 0 | 0 |  |  |  | 11 |  | 0 | 0 | 0 | [5 empty] | 0 | 0 | 0 | [5 empty] | 0 | 0 | 0 |  |  | 0
CUSTOM MEASURES Commercial Cooking / Water Heating
0 |  |  | Custom |  |  |  | 0 | 0 |  |  | 0 | 0 | 0 | 0 |  |  | Not Eligible |  |  | 1 |  | 0 | 0 | 0 | [5 empty] | 0 | 0 | 0 | [7 empty] | 0
0 |  |  | Custom |  |  |  | 0 | 0 |  |  | 0 | 0 | 0 | 0 |  |  | Not Eligible |  |  | 2 |  | 0 | 0 | 0 | [5 empty] | 0 | 0 | 0 | [7 empty] | 0
0 |  |  | Custom |  |  |  | 0 | 0 |  |  | 0 | 0 | 0 | 0 |  |  | Not Eligible |  |  | 3 |  | 0 | 0 | 0 | [5 empty] | 0 | 0 | 0 | [7 empty] | 0
0 |  |  | Custom |  |  |  | 0 | 0 |  |  | 0 | 0 | 0 | 0 |  |  | Not Eligible |  |  | 4 |  | 0 | 0 | 0 | [5 empty] | 0 | 0 | 0 | [7 empty] | 0
0 |  |  | Custom |  |  |  | 0 | 0 |  |  | 0 | 0 | 0 | 0 |  |  | Not Eligible |  |  | 5 |  | 0 | 0 | 0 | [5 empty] | 0 | 0 | 0 | [7 empty] | 0
0 |  |  | Custom |  |  |  | 0 | 0 |  |  | 0 | 0 | 0 | 0 |  |  | Not Eligible |  |  | 6 |  | 0 | 0 | 0 | [5 empty] | 0 | 0 | 0 | [7 empty] | 0
0 |  |  | Custom |  |  |  | 0 | 0 |  |  | 0 | 0 | 0 | 0 |  |  | Not Eligible |  |  | 7 |  | 0 | 0 | 0 | [5 empty] | 0 | 0 | 0 | [7 empty] | 0
0 |  |  | Custom |  |  |  | 0 | 0 |  |  | 0 | 0 | 0 | 0 |  |  | Not Eligible |  |  | 8 |  | 0 | 0 | 0 | [5 empty] | 0 | 0 | 0 | [7 empty] | 0
0 |  |  | Custom |  |  |  | 0 | 0 |  |  | 0 | 0 | 0 | 0 |  |  | Not Eligible |  |  | 9 |  | 0 | 0 | 0 | [5 empty] | 0 | 0 | 0 | [7 empty] | 0
0 |  |  | Custom |  |  |  | 0 | 0 |  |  | 0 | 0 | 0 | 0 |  |  | Not Eligible |  |  | 10 |  | 0 | 0 | 0 | [5 empty] | 0 | 0 | 0 | [7 empty] | 0
CUSTOM MEASURES Motor / VFD / Pump
0 |  |  | Custom |  |  |  | 0 | 0 |  |  | 0 | 0 | 0 | 0 |  |  | Not Eligible |  |  | 1 |  | 0 | 0 | 0 | [5 empty] | 0 | 0 | 0 | [7 empty] | 0 |  |  | 0
0 |  |  | Custom |  |  |  | 0 | 0 |  |  | 0 | 0 | 0 | 0 |  |  | Not Eligible |  |  | 2 |  | 0 | 0 | 0 | [5 empty] | 0 | 0 | 0 | [7 empty] | 0 |  |  | 0
0 |  |  | Custom |  |  |  | 0 | 0 |  |  | 0 | 0 | 0 | 0 |  |  | Not Eligible |  |  | 3 |  | 0 | 0 | 0 | [5 empty] | 0 | 0 | 0 | [7 empty] | 0 |  |  | 0
0 |  |  | Custom |  |  |  | 0 | 0 |  |  | 0 | 0 | 0 | 0 |  |  | Not Eligible |  |  | 4 |  | 0 | 0 | 0 | [5 empty] | 0 | 0 | 0 | [7 empty] | 0 |  |  | 0
0 |  |  | Custom |  |  |  | 0 | 0 |  |  | 0 | 0 | 0 | 0 |  |  | Not Eligible |  |  | 5 |  | 0 | 0 | 0 | [5 empty] | 0 | 0 | 0 | [7 empty] | 0 |  |  | 0
0 |  |  | Custom |  |  |  | 0 | 0 |  |  | 0 | 0 | 0 | 0 |  |  | Not Eligible |  |  | 6 |  | 0 | 0 | 0 | [5 empty] | 0 | 0 | 0 | [7 empty] | 0 |  |  | 0
0 |  |  | Custom |  |  |  | 0 | 0 |  |  | 0 | 0 | 0 | 0 |  |  | Not Eligible |  |  | 7 |  | 0 | 0 | 0 | [5 empty] | 0 | 0 | 0 | [7 empty] | 0 |  |  | 0
0 |  |  | Custom |  |  |  | 0 | 0 |  |  | 0 | 0 | 0 | 0 |  |  | Not Eligible |  |  | 8 |  | 0 | 0 | 0 | [5 empty] | 0 | 0 | 0 | [7 empty] | 0 |  |  | 0
0 |  |  | Custom |  |  |  | 0 | 0 |  |  | 0 | 0 | 0 | 0 |  |  | Not Eligible |  |  | 9 |  | 0 | 0 | 0 | [5 empty] | 0 | 0 | 0 | [7 empty] | 0 |  |  | 0
0 |  |  | Custom |  |  |  | 0 | 0 |  |  | 0 | 0 | 0 | 0 |  |  | Not Eligible |  |  | 10 |  | 0 | 0 | 0 | [5 empty] | 0 | 0 | 0 | [7 empty] | 0 |  |  | 0
CUSTOM MEASURES Compressed Air
0 |  |  | Custom |  |  |  | 0 | 0 |  |  | 0 | 0 | 0 | 0 |  |  | Not Eligible |  |  | 1 |  | 0 | 0 | 0 | [5 empty] | 0 | 0 | 0 | [7 empty] | 0
0 |  |  | Custom |  |  |  | 0 | 0 |  |  | 0 | 0 | 0 | 0 |  |  | Not Eligible |  |  | 2 |  | 0 | 0 | 0 | [5 empty] | 0 | 0 | 0 | [7 empty] | 0
0 |  |  | Custom |  |  |  | 0 | 0 |  |  | 0 | 0 | 0 | 0 |  |  | Not Eligible |  |  | 3 |  | 0 | 0 | 0 | [5 empty] | 0 | 0 | 0 | [7 empty] | 0
0 |  |  | Custom |  |  |  | 0 | 0 |  |  | 0 | 0 | 0 | 0 |  |  | Not Eligible |  |  | 4 |  | 0 | 0 | 0 | [5 empty] | 0 | 0 | 0 | [7 empty] | 0
0 |  |  | Custom |  |  |  | 0 | 0 |  |  | 0 | 0 | 0 | 0 |  |  | Not Eligible |  |  | 5 |  | 0 | 0 | 0 | [5 empty] | 0 | 0 | 0 | [7 empty] | 0
0 |  |  | Custom |  |  |  | 0 | 0 |  |  | 0 | 0 | 0 | 0 |  |  | Not Eligible |  |  | 6 |  | 0 | 0 | 0 | [5 empty] | 0 | 0 | 0 | [7 empty] | 0
0 |  |  | Custom |  |  |  | 0 | 0 |  |  | 0 | 0 | 0 | 0 |  |  | Not Eligible |  |  | 7 |  | 0 | 0 | 0 | [5 empty] | 0 | 0 | 0 | [7 empty] | 0
0 |  |  | Custom |  |  |  | 0 | 0 |  |  | 0 | 0 | 0 | 0 |  |  | Not Eligible |  |  | 8 |  | 0 | 0 | 0 | [5 empty] | 0 | 0 | 0 | [7 empty] | 0
0 |  |  | Custom |  |  |  | 0 | 0 |  |  | 0 | 0 | 0 | 0 |  |  | Not Eligible |  |  | 9 |  | 0 | 0 | 0 | [5 empty] | 0 | 0 | 0 | [7 empty] | 0
0 |  |  | Custom |  |  |  | 0 | 0 |  |  | 0 | 0 | 0 | 0 |  |  | Not Eligible |  |  | 10 |  | 0 | 0 | 0 | [5 empty] | 0 | 0 | 0 | [7 empty] | 0
CUSTOM MEASURES Refrigeration
0 |  |  | Custom |  |  |  | 0 | 0 |  |  | 0 | 0 | 0 | 0 |  |  | Not Eligible |  |  | 1 |  | 0 | 0 | 0 | [5 empty] | 0 | 0 | 0 | [7 empty] | 0
0 |  |  | Custom |  |  |  | 0 | 0 |  |  | 0 | 0 | 0 | 0 |  |  | Not Eligible |  |  | 2 |  | 0 | 0 | 0 | [5 empty] | 0 | 0 | 0 | [7 empty] | 0
0 |  |  | Custom |  |  |  | 0 | 0 |  |  | 0 | 0 | 0 | 0 |  |  | Not Eligible |  |  | 3 |  | 0 | 0 | 0 | [5 empty] | 0 | 0 | 0 | [7 empty] | 0
0 |  |  | Custom |  |  |  | 0 | 0 |  |  | 0 | 0 | 0 | 0 |  |  | Not Eligible |  |  | 4 |  | 0 | 0 | 0 | [5 empty] | 0 | 0 | 0 | [7 empty] | 0
0 |  |  | Custom |  |  |  | 0 | 0 |  |  | 0 | 0 | 0 | 0 |  |  | Not Eligible |  |  | 5 |  | 0 | 0 | 0 | [5 empty] | 0 | 0 | 0 | [7 empty] | 0
0 |  |  | Custom |  |  |  | 0 | 0 |  |  | 0 | 0 | 0 | 0 |  |  | Not Eligible |  |  | 6 |  | 0 | 0 | 0 | [5 empty] | 0 | 0 | 0 | [7 empty] | 0
0 |  |  | Custom |  |  |  | 0 | 0 |  |  | 0 | 0 | 0 | 0 |  |  | Not Eligible |  |  | 7 |  | 0 | 0 | 0 | [5 empty] | 0 | 0 | 0 | [7 empty] | 0
0 |  |  | Custom |  |  |  | 0 | 0 |  |  | 0 | 0 | 0 | 0 |  |  | Not Eligible |  |  | 8 |  | 0 | 0 | 0 | [5 empty] | 0 | 0 | 0 | [7 empty] | 0
0 |  |  | Custom |  |  |  | 0 | 0 |  |  | 0 | 0 | 0 | 0 |  |  | Not Eligible |  |  | 9 |  | 0 | 0 | 0 | [5 empty] | 0 | 0 | 0 | [7 empty] | 0
0 |  |  | Custom |  |  |  | 0 | 0 |  |  | 0 | 0 | 0 | 0 |  |  | Not Eligible |  |  | 10 |  | 0 | 0 | 0 | [5 empty] | 0 | 0 | 0 | [7 empty] | 0
CUSTOM MEASURES Miscellaneous
0 |  |  | Custom |  |  |  | 0 | 0 |  |  | 0 | 0 | 0 | 0 |  |  | Not Eligible |  |  | 1 |  | 0 | 0 | 0 | [5 empty] | 0 | 0 | 0 | [7 empty] | 0
0 |  |  | Custom |  |  |  | 0 | 0 |  |  | 0 | 0 | 0 | 0 |  |  | Not Eligible |  |  | 2 |  | 0 | 0 | 0 | [5 empty] | 0 | 0 | 0 | [7 empty] | 0
0 |  |  | Custom |  |  |  | 0 | 0 |  |  | 0 | 0 | 0 | 0 |  |  | Not Eligible |  |  | 3 |  | 0 | 0 | 0 | [5 empty] | 0 | 0 | 0 | [7 empty] | 0
0 |  |  | Custom |  |  |  | 0 | 0 |  |  | 0 | 0 | 0 | 0 |  |  | Not Eligible |  |  | 4 |  | 0 | 0 | 0 | [5 empty] | 0 | 0 | 0 | [7 empty] | 0
0 |  |  | Custom |  |  |  | 0 | 0 |  |  | 0 | 0 | 0 | 0 |  |  | Not Eligible |  |  | 5 |  | 0 | 0 | 0 | [5 empty] | 0 | 0 | 0 | [7 empty] | 0
0 |  |  | Custom |  |  |  | 0 | 0 |  |  | 0 | 0 | 0 | 0 |  |  | Not Eligible |  |  | 6 |  | 0 | 0 | 0 | [5 empty] | 0 | 0 | 0 | [7 empty] | 0
0 |  |  | Custom |  |  |  | 0 | 0 |  |  | 0 | 0 | 0 | 0 |  |  | Not Eligible |  |  | 7 |  | 0 | 0 | 0 | [5 empty] | 0 | 0 | 0 | [7 empty] | 0
0 |  |  | Custom |  |  |  | 0 | 0 |  |  | 0 | 0 | 0 | 0 |  |  | Not Eligible |  |  | 8 |  | 0 | 0 | 0 | [5 empty] | 0 | 0 | 0 | [7 empty] | 0
0 |  |  | Custom |  |  |  | 0 | 0 |  |  | 0 | 0 | 0 | 0 |  |  | Not Eligible |  |  | 9 |  | 0 | 0 | 0 | [5 empty] | 0 | 0 | 0 | [7 empty] | 0
0 |  |  | Custom |  |  |  | 0 | 0 |  |  | 0 | 0 | 0 | 0 |  |  | Not Eligible |  |  | 10 |  | 0 | 0 | 0 | [5 empty] | 0 | 0 | 0 | [7 empty] | 0

## Changelog (hidden)
Change Log
Date Applied | Changed By: | Version: | Action Taken | Versioning Guidelines (using the highest hierarchy in a group of changes)
2016-04-04 | Gary Gao | 4.0 | Release of the new application tool layout. | X.0.0 | Complete application redesign or program year changes
2016-04-07 | Gary Gao | 4.01 | Removed "Enter Watts" autofill, halogen baseline auto calculated in custom, PC and document tracking added to summary and autoupload, added Air Compressor custom measure | 0.X.0 | End of Expiration changes, program guideline changes, prescriptive measure additions, LM Captures compatibility related changes
2016-04-12 | Gary Gao | 4.02 | Fixed total cost field, added 6L T8 to custom, changed TA vs self language | 0.0.X | bug fixes, calculation adjustments, additional custom options, additional features that does not affect program guideline, LM Captures changes that would not affect compatability
2016-04-29 | Gary Gao | 4.03 | Added "under $150" incentive status, data validation for # of floor to numeric values only, add project # to all measure tabs, updated popup box to "lamp wattage" for standard lighting efficient equipment tab. | KEEP "v" in version number
2016-05-20 | Gary Gao | 4.1.0 | Added "Project Type" to export file in column BW linked to M02S02F12, data validation on custom light wattage to prevent letters, validation and formatting to prevent less than 8760 for standard and custom lighting, added payee type to PC Summary, Offer and completion form changes (paperwork submission date wording, submission date to be 12 month after signed date, exclude spillover kwh from kwh in offer/completion), added project # to footer, updated Custom incentive rates based on end use - approved by Ameren, data validation for custom lighting so "W" is always added to watts
2016-05-24 | Gary Gao | 4.1.1 | Added two new custom meausures, chiller optimization and advanced RTU compressor optimization
2016-05-27 | Gary Gao | 4.1.2 | Fixed issue in custom lighting from 12mo payback to 18mo
2016-06-22 | Gary Gao | 4.2.0 | Updated to Standard Measure List v2, added Standard Linear Lighting tab Added two custom measures, VFD for process motors and Cooling only HVAC equipment Source incentive based on end use and not measure type fixed custom lighting dropdown not locking options, removed blank rows In inspection form, description and future potential word boxes are word now word wrapped Offer and Completion form using only incentivized kWh
2016-06-23 | Gary Gao | 4.2.1 | Hide extra lines in Standard Linear tab
2016-06-29 | Gary Gao | 4.2.2 | Fixed Standard Incandescent to LED A-line measure wattage range. Originally adjusted for halogen but not incandescent.
2016-09-27 | Travis Jones | 4.3.0 | Revamped Offer and Completion Form Added Taylor and Laurie to Impl. Specialist dropdown removed space for "entertainment/recreation" building type in dropdown corrected reference on export file to link Design Team Meeting form correctly added payment typ to PC summary added project type to export added total cost and savings calculations for incentivized measures in template worksheet added Bob and Mackenzie to IS dropdown added optional dropdown for BD lead on Project Information tab. Added reference on PC Summary by removing Inspection Date Changed "Head Pressure Control" in custom refrigeration dropdown to "Controls" Added Josh to Engineer dropdown, and moved to table list Added Rate Class and Rate to PC summary only permit numbers in Year Built, Sq Ft, and custom rate fields Corrected calculation of PerUnitkWhEff in Export file added T&C signatory to PC summary revised language in section 16 of Terms and Conditions added method to set spillover status for standard measures Expiration extended to March 2017 Fixed sums, export links, and links regarding Standard HVAC/MISC tab
2016-12-09 | Travis Jones | 4.3.1 | Fixed wattage check for LED screw bulb efficient wattages Corrected prescriptive measure #301132 Added customer-facing dropdown list for HVAC/ Cooling end use to HVAC Tab Moved Rate Class/ Rate on PC Summary to make it more obvious Offer and Completion Forms now show non-incentiveized measure costs Added Data Validation and formatting to all date fields Added a heating coincidence factor of 1.04 to all interior lighting kWh savings Removed 30%penalty to standard BR reflector lamp savings Added Monique to IS list
2017-02-27 | Travis Jones | 4.4.0 | Updated holidays to 2017 dates on operating hours calculator Redesigned standard linear tube lighting tab to add standard delamping measure, updated Export file, updated measure list Added Jordan Thompson to PC list Added Jim Travis to BD list, removed Claudia, corrected some BD name spellings Added check for whether inefficienct kWh is greater than or equal to (instead of just greater than) efficienct kWh in linear tube lighting tab Added section for BD contact on Offer and Completion forms Changed total cost on PC summary to pull from Export tab to hopefully correct rounding error Hardcoded Fred Schreiber in the approving Offer field Changed instances of "paperwork" to "documentation" Changed Rate on PC Summary to 4 decimal places Changed color of incentive summary in top right corner Fixed link to TLED promotion Added buttons and links to SBDI and EMS programs in Welcome section Changed expiration date to 4/30/17 Updated T&C
2017-03-03 | Gary Gao | 4.4.1 | Fixed rounding issue in custom lighting and standard linear lighting, applied coincidence factor before rounding Added Bob, John, and Kristin to BDs, updated with cell numbers The "Review and Sign" status is based on signed date now instead of signature field. Revised completion form language for BD contact section
2017-03-08 | Travis Jones | 4.4.2 | Corrected cell references in the Template Form to Offers and Completions display standard incentives and savings correctly
2017-04-20 | Travis Jones | 4.5.0 | Corrected 2016 references to 2017 in AOH calculators Added calculation of incentive for Exterior and Garage Dusk to Dawn lighting. Revised Export tab for Custom Ext Lighting program and measures Changed "Not Applicable" in Space Conditioning dropdown list to "Unconditioned" Changed Lighting Coincidence Factor from 1.04 to 1.07 Changed expiration date from 4/30 to 8/31/17 Added clarification that delamping incentives are per 4 ft lamp on standard incentive list Added 6 lamp T12 and T8 fixture to default custom lighting wattage list Added notifications to advise inputer for correction when 24/7 lights on <8760 hours, or if Dusk to Dawn/ Misc exterior lights are on >8500 hours Deleted Bob, John, and Kelly from IS drop down. Deleted Gary and Stephanie from Engineering drop down Centered BD contact information on Offer and Completion forms Added checks to address work around on 24/7 exterior standard. Now application doesn't show incentive when less than 8500 hrs selected with 24/7 exterior lighting Changed Program Updates tiles on welcome page to highlight exterior incentives Added Rick Gabrielson to BD list
2017-06-23 | Travis Jones | 4.6.0 | Added T5 Prescriptive Measures and updated measure list Added eligibility check for multi-family low income housing on the Project Information page. Rearranged Site Information page Removed qualification for Historical Tax Credit Added additional confirmation for installed measures for standard projects on Application Review page. Also added notification that standard project not complete New Program Updates button on Welcome page Corrected apportioning of upgrading/ delamping kWh savings from split measures to account for heating coincidence factor Deleted Draft Email button and updated language for submission instructions Updated IS and Engineer personnel lists
2017-08-31 | Travis Jones | 4.7.0 | Changed tube replacement to return an error value of "0" instead of "ERROR" Added notification on each measure input tab that displays when individual measures are being capped Revised "More Projects Planned?" sections on Offer and Completion forms to display hotline information if no BD is selected Removed Kristin from BD list Added Hanna to IS list Made additional clarification regarding fixture replacement in lamp dropdowns on standard screw ins Fixed unit fields on custom tabs to disallow decimals Introduced rounding to nearest cent to material and labor unit cost calculations on Export page Changed expiration date to 12/31/17
2017-09-19 | Travis Jones | 4.7.1 | Deemed kW was not calculating for linear lighting past the 5th row. Extended calculation to the entire column Removed data validation check against invoice date for installed date on Review and Completion tab Added a check to confirm that valid selection is made for screw-in standard lighting location type
2018-01-08 | Travis Jones | 5.0.0 | Redesigned all Standard Lighting and introduced new standard incentives based on per watt saved Change expiration date to 3/16/18 Changed Holiday Calendar in OH calculator to 2018 dates Updated in-app standard measure list with new measures Added large industrial ceiling fan custom measures Staffing changes to IS and Engineering dropdowns Formatting and typographical corrections
2018-01-11 | Travis Jones | 5.0.1 | Corrected display of payback information on Project Summary when measures entered on Screw In Standard tab
2018-03-16 | Travis Jones | 5.1.0 | Added warnings for approaching due date and instructions to go to website or contact BD Corrected some formatting and hidden formulas throughout measure input pages Added display of baseline kWh to Application Summary and PC Summary Added proper capitalization tags to site and contect information in PC Summary Removed headers in lighting dropdowns with "Invalid" wattages to simplify entry Added option for entry of 6L T8 with high ballast factor
2018-06-21 | Travis Jones | 5.1.1 | Removed ability to overide auto-populating baseline wattages for standard fluorescent and HID measures. Removed option for "Other"
2018-08-01 | Travis Jones | 5.2.0 | Added indicator that data has been entered on a measure tab Added non-one-to-one replacements of standard lighting incentive measures Added several new options for prescriptive baseline fluorescent and HID fixtures and deemed wattages. Also adjusted the wattage and sourcing for several existing fluorescent and HID fixtures on the custom and prescriptive tabs Added notification that the pre-approval deadline has passed. Updated standard lighting measure incentives Updated avoided costs and start yearsin benefit cost calculation Staffing changes Rearranged custom pages so lighting tab is first Added data validation to lamp/ fixture cell on standard linear tab Renamed "Company Information" on Summary Tab to "Company Site Information"
2018-11-30 | Travis Jones | 5.3.0 | Changed expiration date to end of cycle Added additional default options in linear fluorescent and HID dropdowns Staffing changes Added 2019 holiday dates to operating hours calculator
2018-12-17 | Travis Jones | 5.3.1 | Changed expiration date to 1/31/19- submittal deadline for completion paperwork Removed expiration date warnings and allowed display of incentive and savings past expiration date
2019-03-01 | Travis Jones | 6.0.0 | Redesigned for Cycle 4 Updated Terms and Conditions Reset exp. Date to 5/31/19
2019-03-01 | Travis Jones | 6.0.1 | Added columns for EXPORT and addressed a few other csv issues Addded new measure numbers to previously hidden rows
2019-03-12 | Travis Jones | 6.0.2 | Changed EffEfficiency column in EXPORT to display 2 decimals Fixed display of VFD motor size in EXPORT Doubled deemed savings of anti-sweat controls to square controllers/ doors discrepancy Corrected incentive calculation for addition of fixtures for lighting Changed standard HVAC deemed savings to calculation savings based on TRM formula
2019-03-25 | Travis Jones | 6.0.3 | Correct issue with calculating savings of kWh savings for Network controlled and non-Networked controlled HID to LED refits Corrected measure numbers for anti-sweat controllers
2019-04-12 | Travis Jones | 6.0.4 | Added ton equivalents to standard HVAC dropdowns Fixed the some of the counter fields for showing tab checkmarks so they won't display an error when the incentive is an error Changed some wording on the Submit instructions Auto populated some fields in Document Tracking in PC Summary Corrected calculation of labor costs on csv for linear Fast Track Corrected deemed savings for horizaontal freezers Added automatic adjustment of incentive when Fast Track cap is exceeded
2019-05-03 | Travis Jones | 6.0.5 | Updated Terms and Conditions
2019-05-31 | Travis Jones | 6.1.0 | Added payback graph to project summary Added T12 HO 4 ft to baseline lists Added fields for Project Contributor on TA Information Page Added additional options for Incandescent/ Halogen replacements Correct HVAC Fan VFD standard incentive to $80/hp instead of $85 Restricted Redesign baselines to HIDs and fluorescent Corrected end uses for standard VFD measures Auto-fill 8760 operating hours for Exit Sign measures Expiration date 8/30 Removed Hidden Protections from some user-input cells so entries can be viewed in the formula bar Clarified entry of thermostat units and cooling capacity
2019-08-30 | Travis Jones | 6.2.0 | Added financing summary Added lamp life entry to custom lighting Changed CFL to Linear LED EUL to 12 years for C/B calculation Do not apply HCIF when the space is unconditioned Clarified sizes ranges for standard HVAC projects Exterior and Garage 24/7 lamp life must be 100,000 hours or greater Added field for check presentation preference completion form and csv Added input for Technical Contact and ensured that it and Project Contributors display on the PC Summary Added dropdown to linear LED lamp life to reduce incidence of incorrect entry Added reference to Split Systems for custom HVAC measures Removed Terms and Conditions from the document and linked to Staffing changes Rearranged Company, Site, and Contact Information
2020-01-04 | Travis Jones | 6.2.1 | Allowed entry of 2020 dates when signing T&C
2020-01-31 | Travis Jones | 6.3.0 | Removed edit protections from check presentation checkboxes Added Advanced Rooftop Control to std HVAC Added Demand Control Ventilation to std HVAC Added ECM measure to std refrigeration- End Use of Misc. Added Compressed Air Measures Changed VFD for Fans End Use to HVAC from Motors Corrected unit EXPORT for Standard VFD Measures Updated Cost Benefit NPV data and holidays for 2020 Restricted custom lighting efficient options to only LEDs Deleted in-app display of Standard incentives and linked to an online PDF Staffing Changes. Removed option for "None" as BD Added HCF to CSV Updated expiration date to 5/1/20 Standard measures now request total costs Ensured display of lighting kWh savings even when space conditioning type is unselected- savings defaults to HCF of 1.0 Labeled SIte Name as required Altered template so that Install Status and Date of Completion count as progress on T&C page and not Project Info page
2020-03-09 | Travis Jones | 6.3.1 | Revised End Uses on some VFD measures
2020-04-30 | Travis Jones | 6.3.2 | Change expiration date
2020-06-05 | Travis Jones | 6.4.0 | Updated CB calculation for custom lighting Changed expiration date to 7/1 IS and BD personnel changes
2020-07-01 | Travis Jones | 6.5.0 | Added Lighting and HVAC bonus incentive functionality Changed incentive rates and EER/ IEER baselines for standard HVAC equipment measures- assigned new measure numbers to affected measures Changed baseline range for VFD measures; added VFD measures for cooling towers and condenser pumps Added standard occupancy sensor measures Corrected calculation with Custom Lighting Added measure for kitchen demand control ventilation to cooking equipment tab Added tab for HVLS ceiling fan measures to the standard tab Increased Fast Track Max. to $15,000 Changed Custom payback minimum to 1 year Allowed display of Miscellaneos-Other measures after ENd Use and EUL entered by Engineering Updated Terms and Conditions page Updated Offer page to reflect new guidelines Corrected HVAC Fan VFD incentive to $85 BD personnel changes
2020-07-07 | Travis Jones | 6.5.1 | Revamped Terms and Conditions page Corrected error with bonus applied to Redesign measures
2020-08-10 | Travis Jones | 6.5.2 | Corrected application of HCIF for standard occupancy sensor measures Allowed application of bonus to custom dimming/ daylighting measures Corrected issue with capping custom lighting bonus at cost
2020-09-09 | Travis Jones | 6.5.3 | Ensured that when no BD is entered, corresponding field on the CSV is blank
2020-10-02 | Travis Jones | 6.6.0 | Added Exterior Lighting measure tab Corrected display of Fast Track Cap Application status
2020-10-06 | Travis Jones | 6.6.1 | Corrected equation in exterior lighting that led to compatibility issues with previous Excel versions
2020-10-30 | Travis Jones | 6.6.2 | Added financing estimator to Project Summary page
2020-11-16 | Travis Jones | 6.6.3 | Changed exterior lighting measure labeling to Custom Corrected measure number for exterior halogens
2020-12-03 | Travis Jones | 6.6.4 | Added field to track how customer heard about the program Added field for RECFR date on PC Summary
2021-01-07 | Travis Jones | 6.6.5 | Hid exterior lighting measures- bundle ended 12/31/20 Updated cost/ benefit data for 2021
2021-02-22 | Travis Jones | 6.7.0 | Changed Expiration dates Updated holidays in operating hours calculator to 2021 dates Added Past Program Participant option in Hear About field Put T5 HO options first in T5 lighting list for base linear lighting Allow entry of Canadian provinces and postal codes in certain address fields Added field to PC Summary and csv to indicate that application submitted by customer Added language to seek financing options in Financing Calculator
2021-04-30 | Travis Jones | 6.8.0 | Updates to accommodate increased pre-approval lighting incentive rate Made lamp life a required field for HID incentives Ensure cost capping message displays on redesign page Changed title and instructions on redesign page Personnel changes- IS Team
2021-06-03 | Travis Jones | 6.8.1 | Corrected issue where HID measures were showing as not requiring pre-approval even when it had been selected that equipment had not been installed yet Allow customer selection of Process end use for some custom HVAC measures
2021-06-10 | Travis Jones | 6.8.2 | Corrected issue where negative incentives were being displayed in some case for lighting and factoring into the overall calculation Allow entry of greater than 100,000 lamp life hours for custom exterior lighting INCLUSIVE of 100,000
2021-07-26 | Travis Jones | 6.8.3 | Extend end date of increased pre-approval lighting rate to 8/31/21
2021-10-24 | Travis Jones | 6.8.4 | Rearranged Payee Section to capture more accurate tax reporting data Allow easy swtch of HCIF for lighting Added notification that inspection photos are required Corrected issue with compressed air measures uploading as VFD measures Reintroduced period for increased lighting rate. Ends 12/31/21
2021-12-31 | Travis Jones | 6.9.0 | Added standard custom LPD measures and collection of relevant site information for LPD measures Added custom watts reduced measure for new constuction, non-IECC baseline measure Adjusted linear fluorescent incentives Added new water-cooled chiller measures Split thermostat standard incentive into ones for less than and greater than 4 tons Adjusted CB data for 2022 Updated operating hours calculator for 2022 holiday dates Restored full T&Cs to application Personnel changes to IS, BD, and Engr dropdown lists Removed NC information link from Start Pages Added default New Contruction rate class Removed SBE from Diversity List Updated Measure List and Guideline links
2022-02-04 | Travis Jones | 7.0.0 | Finalized NC features in application with addition of Provisional Measure Additions and tweaks to personnel lists
2022-04-30 | Travis Jones | 7.1.0 | Updated Terms and Conditions Updated language for pre-approval on TC page. Added note for estimated completion date after 1/1/23 Added note that’s PO Boxes are not permitted for incentive payments greater than $50,000 Revised Lighting Sections for elimination of Fast Track lighting measures Ensure that checkboxes showing measure entry are rearranged for the new Lighitng arrangement Assigned Cooling End Use to Standard ASHP measures Allowed generation of incentive for all custom measure of "Other" type on each tab by assigning default EULs and End Uses. Added a note that these are subject to review and change Updated link to Standard Measure List to new list omitting Fast Track Lighting Reduced font size in New Load Equopment Model Information fields to capture relevant information Added autopopulate option for Survey Contact based on Technical Contact
2022-05-10 | Travis Jones | 7.1.1 | Corrected Error in Standard Incandescent Lighting Status
2022-08-08 | Travis Jones | 7.1.2 | Corrected error created with pre-approval lighting interaction with old Bonus calcualions
2022-08-26 | Travis Jones | 7.1.3 | Corrected measure type for New Load measures to "Custom" in the Export file
2022-09-22 | Travis Jones | 7.2.0 | Updated incentive rates to Sept. 2022 values
2022-10-07 | Travis Jones | 7.2.1 | Corrected terms on offer page for 2022 Added language to HVAC measures to use lower rated cooling capacity
2022-12-31 | Travis Jones | 7.3.0 | Updated for 2023 rates Restored Fast Track lighting Rearranged checkboxes for new lighting arrangement Removed note regarding changing incentives in 2023 on TC page Updated CB data for 2023- new avoided cost data received from Ameren Updated holidays for 2023 in op hours calculator Updated Terms for 2023 Fixed autofill of Contacts last names
2023-02-14 | Travis Jones | 7.3.1 | Updated text of terms at bottom of offer page Added Indoor Ag Conditioning Process End Use and incentive rate to custom HVAC Updated rate list and guideline links
2023-05-01 | Travis Jones | 7.3.2 | Updated CBDATA to correct values Updated expiration date
2023-05-17 | Travis Jones | 7.3.3 | Made IECC 2012 lowest LPD baseline that can be selected
2023-07-01 | Travis Jones | 7.3.4 | Changed baseline adjustment factors for Incadescent and Halogen lighting to 0.24 and 0.34, respectively Removed Incandescent Exit Signs
2023-08-17 | Travis Jones | 7.4.0 | Updated lighting and HVAC rates for August 2023 incentive increase
2023-09-17 | Travis Jones | 7.4.1 | GSL lamps incentives removed from standard measure
2024-01-02 | Travis Jones | 8.0.0 | Changed bounds for wattages of Exit Signs Changed HID incentive rates Changed Linear Lighting incentive rates Updated Standard HVAC baselines and rates Some capacity ranges changed Reciprocating Water-cooled chiller removed Relabeled Cooling Capacity Column as Net Cooling Capacity Updated Standard VFD incentive rates Updated Modulating Compressor to VFD size ranges and rates Added Air Leak Measues Updated CB Data for 2024 Updated Hour Calculator with 2024 Holiday Dates Updated staff in dropdown lists Updated Program Update box Changed Summary Box Header Color Fixed Building Type to use normal Captures List Updated Terms and Condiutions for 2024 Added T5 HO 39W to list Added additional <300 ton centrifugal chiller measure Changed efficiency labeling for chillers to IPLV Changed pop up note for New Load Lighting to include IECC 2015 Combined Exit Signs into one CFL/ Incandescent measure. Assumed to be almost all CFLs and using CFL measure number Corrected calculation ERROR message for some DX Units Added updated measure numbers Corrected year in holiday calculator Added HVAC Flier as option in hearing about Expiration Date 4/15/24 Updated links images and destinations for Standard and Custom measure list PDFs
2024-01-25 | Travis Jones | 8.0.1 | Updated language and hint boxes for Air Leak measures for clarity Corrected custom lighting incentive rate
2024-03-05 | Travis Jones | 8.0.2 | Updated Building Type list for Site Information to correctly calculatre preliminary NC measure Corrected BD name list Corrected typo in compressor measure number
2024-04-15 | Travis Jones | 8.1.0 | Made square footage required field on Site Information Fixed NC Provisional measure incentive calculation Added note to submit for review for prescriptive HVAC with NC active Require all fields entered for all measures to display incentive Added IECC 2021 Added options for equipment rated with SEER2 Removed Exterior 24/7 option from Custom Lighting Updated expiration date
2024-07-15 | Travis Jones | 8.2.0 | Added column in Hidden Measure Details field to show $/kWh payout with red warning for value exceeding $1.00/kWh. Field added to all custom and all non-lighting standard sections.
2024-10-14 | Travis Jones | 8.3.0 | Added SBDI incentive column to measure data tables in LIGHTPRESCRIP tab Added SBDI calculations to eligible measures Added Building Space 3 to LPD section Added separate measure numbers for all DCV measures
2025-02-07 | Travis Jones | 9.0.0 | Hid all lighting entry Updated holiday calendar to 2025 dates Updated cost benefit analysis tool for 2025 Updated standard measures on entry and information tabs Updated custom incentice rates Updated T&C dates and incentive cap and removed SBDI references Removed references to SBDI in information links Updated bizsavers email address references Progress box blue Expiration date 7/1/25 Changed NC Provisional Measure to Miscellaneous End Use for kW savings and incentive (now paid per kWh instead of per W) Updated measures numbers based on created table Updates or removed process flows on Start Tab Updated personnel in BD, IS, and Engineering Dropdowns
2025-02-18 | Travis Jones | 9.0.1 | Corrected Demand Control Ventilation incentives
2025-03-05 | Travis Jones | 9.0.2 | Fixed issue with HVAC equipment matching baseline receiving incentive

## M01-S01
|  |  |  | Total Incentive | Application Status | Progress
|  |  |  | --- | Enter Measures | 0%
Custom and Standard Incentive Application For Ameren Missouri's Commercial & Industrial Electric Customers
| Application Expiration Date: | 2025-07-01
Ameren Missouri BizSavers Program
Toll-Free 866-941-7299
info@bizsavers.ameren.com |  |  | Custom and Standard v9.0.2 |  |  |  | Product of TRC Companies
M1S6
M1S7
M1S8
START
PROJECT INFORMATION
LIGHTING MEASURES
STANDARD MEASURES
CUSTOM MEASURES
APPLICATION REVIEW
FORM7
Welcome
Incentive Process
Information Links
Standard Measure List & Program Guidelines
Operating Hours Calculator
START
HERE
FORM7
Welcome to Ameren Missouri's BizSavers Program's Incentive Application. This application will get you started in earning cash incentives for your energy efficiency projects and increasing your bottom line!
Are You Ready to Save?
How to Navigate
Just click the arrows in the top corners of the pages to navigate throughout the application. You can also navigate directly to the various tabs by clicking the various tabs at the top of the page.
Is Pre-Approval Required?
All Custom and Standard Incentive measure should receive pre-approval prior to purchasing equipment.
Custom Incentives require pre-approval before purchase and are calculated based on the project's energy savings and cost. Standard Incentives are based on a per-unit basis.
Our Incentives
We want to help you earn cash incentives by saving energy at your facility. If you get stuck, contact us using the information below. Wer'e happy to help.
Toll-Free 866-941-7299
info@bizsavers.ameren.com
Need Help?
BizSavers can no longer offer incentives for lighting upgrades for 2025, but we still have incentives available for HVAC, Cooking, Compressed Air, and other projects, as well as custom lighting controls!
Program Updates
NEW!

## M01-S02 (hidden)
|  |  | Total Incentive | Application Status | Progress
|  |  | --- | Enter Measures | 0%
Standard and Custom Incentive Process
For Ameren Missouri's Commercial & Industrial Electric Customers
Ameren Missouri BizSavers Program
Toll-Free 866-941-7299
info@bizsavers.ameren.com |  | Custom and Standard v9.0.2 |  |  |  | Product of TRC Companies
M1S6
M1S7
M1S8
START
PROJECT INFORMATION
LIGHTING MEASURES
STANDARD MEASURES
CUSTOM MEASURES
APPLICATION REVIEW
FORM7
Welcome
Incentive Process
Information Links
Standard Measure List & Program Guidelines
Operating Hours Calculator
FORM7
Is your project comprised of Standard Measures?
YES
NO
Will the total incentive be less than $15,000?
Your project requires pre-approval before equipment may be purchased. Populate and submit this application, then wait to receive approval before purchasing equipment.
NO
YES
Does your project contain measures identified as requiring pre-approval?
Your project requires pre-approval before equipment may be purchased. Populate and submit this application, then wait to receive approval before purchasing equipment.
You project does not require pre-approval. Please purchase and install your equipment. After installation, populate and submit this application along with required documentation
Your project requires pre-approval before equipment may be purchased. Your project is eligible for a per watt incentive rate
NO
YES

## M01-S03
|  |  | Total Incentive | Application Status | Progress
|  |  | --- | Enter Measures | 0%
Information Links
Ameren Missouri BizSavers Program
Toll-Free 866-941-7299
info@bizsavers.ameren.com |  | Custom and Standard v9.0.2 |  |  |  | Product of TRC Companies
M1S6
M1S7
M1S8
START
PROJECT INFORMATION
LIGHTING MEASURES
STANDARD MEASURES
CUSTOM MEASURES
APPLICATION REVIEW
FORM7
Welcome
Incentive Process
Information Links
Standard Measure List & Program Guidelines
Operating Hours Calculator
FORM7

## M01-S04
|  |  | Total Incentive | Application Status | Progress
|  |  | --- | Enter Measures | 0%
Measure List and Program Guidelines
Ameren Missouri BizSavers Program
Toll-Free 866-941-7299
info@bizsavers.ameren.com |  | Custom and Standard v9.0.2 |  |  |  | Product of TRC Companies
M1S6
M1S7
M1S8
START
PROJECT INFORMATION
LIGHTING MEASURES
STANDARD MEASURES
CUSTOM MEASURES
APPLICATION REVIEW
FORM7
Welcome
Incentive Process
Information Links
Standard Measure List & Program Guidelines
Operating Hours Calculator
Download PDF Version
FORM7
FORM7
Click here to download the Standard Incentive List
Click here to download the Custom Incentive List
Click here to download the Custom Incentive Guidelines
Click here to download the Standard Incentive Guidelines

## M01-S05
[11 empty] | Total Incentive | Application Status | Progress
[11 empty] | --- | Enter Measures | 0%
Facility Operating Hours Calculator
Operating Hours
| Step 1: Select how many hours per day the technology is being utilized. |  | Step 2: Select the 2025 holidays that the site will be closed or the measure will be turned off. | [5 empty] | Step 3: Enter weeks per year the technology is being utilized.
Total Operating Hours:
0
|  |  | Weekday | Date | Holiday Name | Select |  | Hours
|  |  | Wednesday | 2025-01-01 | New Year's Day | [9 empty] | FALSE
| Monday |  | Monday | 2025-01-20 | Martin Luther King Day |  |  |  | Weeks | [5 empty] | FALSE
| Tuesday |  | Monday | 2025-02-17 | Presidents' Day | [9 empty] | FALSE
| Wednesday |  | Monday | 2025-05-26 | Memorial Day | [9 empty] | FALSE
| Thursday |  | Friday | 2025-07-04 | Independence Day |  |  |  | Additional Considerations: 1.) Each measure could have unique operating hours depending on the technology and use. Use this calculator to record the specific operating hours for each measure as required. 2.) 24/7 hours of operation all year = 8,760 (52.14 Weeks per year) 3.) Dusk to dawn operating hours are 4,300 for the Ameren Missouri territory. | [5 empty] | FALSE
| Friday |  | Monday | 2025-09-01 | Labor Day |  |  |  | v | Each measure could have unique operating hours depending on the technology and use. Use this calculator to record the specific operating hours for each measure as required. |  |  |  |  | FALSE
| Saturday |  | Monday | 2025-10-13 | Indigenous Peoples' Day | [9 empty] | FALSE
| Sunday |  | Tuesday | 2025-11-11 | Veterans Day | [9 empty] | FALSE
| WEEKLY HOURS | 0 | Thursday | 2025-11-27 | Thanksgiving Day |  |  |  | v | 24/7 hours of operation all year = 8,760 (52.14 weeks per year) |  |  |  |  | FALSE
|  |  | Wednesday | 2025-12-24 | Christmas Eve | [9 empty] | FALSE
|  |  | Thursday | 2025-12-25 | Christmas Day |  |  |  | v | If you should like to add a custom holiday schedule, use the last line to provide a date or date range, a description, and the total amount of work hours removed due to the holiday. Example: 12/26-12/30, Post Christmas to NYE Break, 40 hours total (8hrs/day x 5 work days) |  |  |  |  | FALSE
|  |  | Custom Holiday | (enter date range) | (enter description)
|  |  | TOTAL HOLIDAY HOURS |  |  |  |  | 0
Ameren Missouri BizSavers Program
Toll-Free 866-941-7299
info@bizsavers.ameren.com | [6 empty] | Custom and Standard v9.0.2 | [6 empty] | Product of TRC Companies
M1S6
M1S7
M1S8
START
PROJECT INFORMATION
LIGHTING MEASURES
STANDARD MEASURES
CUSTOM MEASURES
APPLICATION REVIEW
FORM7
Welcome
Incentive Process
Information Links
Standard Measure List & Program Guidelines
Operating Hours Calculator
FORM7
FORM7

## M02-S01
[10 empty] | Total Incentive | Application Status | Progress
[10 empty] | --- | Enter Measures | 0%
Terms and Conditions
Customer Information Release and Terms and Conditions Acknowledgement
Please read through the program terms and conditions and sign at the bottom of the page to indicate you understand and agree to the terms and conditions. The Ameren Missouri BizSavers Program (“BizSavers”) makes incentive payments available to Ameren Missouri’s business customers for the purchase, installation and/or implementation of qualifying electric energy efficiency measures (“EEMs”). The BizSavers incentives, which are offered under several individual BizSavers programs (each, a “Program”), are subject to these Terms and Conditions.
By my signature (type in your name for electronic signature) below I certify and authorize the following:
| 1) | I am the owner, or an authorized representative associated with the Ameren Missouri account number(s) on this application.
| 2) | I authorize Ameren Missouri to access energy usage data for the specified accounts at the physical site address of the project listed above and release to the Trade Ally listed on this application.
| 3) | I agree that Ameren Missouri may include my name, city or county of business, Program services/ incentives and resulting energy savings in reports or other documentation submitted to Ameren Missouri
and relevant agencies administering energy programs. Ameren Missouri will treat all other information gathered through the program as confidential.
| 4) | I have read, understand, and agree to the Ameren Missouri BizSavers Terms and Conditions
| 5) | By my signature (type in your name for electronic signature) below, I hereby certify that this form includes the entire energy efficiency project scope and estimated total project cost including
materials and labor for this site.
| 6) | I acknowledge that details of this Program, including incentive levels and availability, are subject to change without notice.
| 7) | I acknowledge THIS CONTRACT CONTAINS A BINDING ARBITRATION PROVISION WHICH MAY BE ENFORCED BY THE PARTIES.
| Electronic Signature (Account Owner or Authorized Representative)* | [6 empty] | Signatory Title* |  |  | Date Signed*
How Did You Hear About the Program?*
Eligibility Information
Please fill out the following information for the site to determine which incentives the site is eligible for.
[5 empty] | Have you Installed or Purchased Equipment?* |  |  |  | Estimated Date of Completion*
AMEREN CUSTOMER RELEASE AND AGREEMENT
I have read, understand and agree to the Terms and Conditions on the linked document. By my signature (type in your name for electronic signature) below, I hereby certify that this Small Business Direct Install project (the “Project”) performed under the Ameren Missouri BizSavers Program (the “Program”) was completed by an approved Ameren Missouri Service Provider and this application includes the entire scope and estimated cost of the Project (including, equipment, materials and labor). I authorize payment of my Program incentive for this Project to the Service Provider (“Payee”) named in the payment section and I understand that I will not receive a Program incentive payment directly from Ameren Missouri. I also understand that my release of the payment to the Payee does not exempt the Project from the incentive requirements outlined in this application. Details of the Program, including incentive levels and availability, are subject to change without notice. I authorize Ameren Missouri to disclose Project assessment information with other approved Program contractors (“Trade Allies”) for the limited purposes of marketing other Program incentive opportunities to my business. Except as provided in the previous sentence, all information gathered about the Project through the Program will be treated as confidential.
| Electronic Signature (Account or Site Owner)* | [6 empty] | Signatory Title* |  |  | Date Signed*
SBDI SERVICE PROVIDER AGREEMENT
I have read, understand and agree to the Terms and Conditions listed on the linked document. By my signature (type in your name for electronic signature) below, I hereby certify that this application includes the entire efficiency project scope. I understand this application must be submitted by December 31, 2024, and I have reviewed all project cost, including equipment, materials and labor, for measures completed at this site. Details of this Program, including incentive levels and availability, and measure eligibility are subject to change.
THIS CONTRACT CONTAINS A BINDING ARBITRATION PROVISION WHICH MAY BE ENFORCED BY THE PARTIES
| Electronic Signature (Trade Ally or Authorized Representative)* | [6 empty] | Signatory Title* |  |  | Date Signed*
Ameren Missouri BizSavers Program
Toll-Free 866-941-7299
info@bizsavers.ameren.com | [6 empty] | Custom and Standard v9.0.2 | [5 empty] | Product of TRC Companies
M2S6
M2S7
M2S8
START
PROJECT INFORMATION
LIGHTING MEASURES
STANDARD MEASURES
CUSTOM MEASURES
APPLICATION REVIEW
FORM7
Terms & Conditions and Eligibility
Site Information
Contact Information
Trade Ally / Vendor Information
Payment and Tax Information
FORM7
FORM7
1. ELIGIBILITY:
a) Qualifying EEMs include Standard, Custom, RCx, and Business Social Services (“BSS”) EEMs as identified in applicable Program materials. In order to qualify, all EEMs must be purchased and installed or otherwise implemented by the applicable deadline set forth in Section 5 and meet the remaining requirements of these Terms and Conditions and those of any individual Program.
b) Non-qualifying EEMs include: (i) EEMs purchased, contracted for, or partially or fully installed prior to the applicable Program’s official launch date; (ii) technologies purporting to reduce electricity usage through a reduction of voltage or power conditioning; (iii) EEMs that reduce electrical energy use by increased use of an alternate fuel (i.e., fuel switching); (iv) unless pre-approved by Ameren Missouri, in writing, used or un-warrantied EEM equipment; and (v) EEMs resulting in a total project incentive payment of less than $150.00.
c) Eligible Customer means an Ameren Missouri non-residential electric customer that implements one or more qualifying EEMs at the Ameren Missouri serviced location identified in its application. Total incentives across all programs shall be capped at $2,000,000 per customer for the term starting January 1st, 2025 through December 31st, 2026.
2. PRE-APPROVAL REQUIRED FOR CERTAIN APPLICATIONS:
a) Based on program guidelines and incentive documents, certain applications require pre-approval by Ameren Missouri prior to the purchase of any related equipment or commencement of installation. Any project exceeding $15,000 in incentive requires pre-approval by Ameren Missouri.
b) Ameren Missouri will review each such submitted application in order to independently verify its projected EEM energy savings and cost estimates. Ameren Missouri reserves the right to reject or modify any such estimates or calculations based on its analysis. All pre- approval projects are subject to random or for-cause inspections by Ameren Missouri. All pre-approval projects with an estimated incentive greater than $15,000 will receive an inspection by Ameren Missouri.
c) Ameren Missouri has the sole discretion to approve or deny any BizSavers incentive application and will only approve applications that it reasonably believes to have reliable and cost-effective energy savings potential based solely on the information provided in the application.
d) After an application has been reviewed, inspected (if applicable), and approved by Ameren Missouri (“Approved Application”) as set forth in this Section, the Customer will receive a notification (“Pre-Installation Approval”) of the maximum pre-approved incentive amount (the “Approved Incentive”). Ameren Missouri will not pay incentives for any EEMs purchased or installed prior to issuance of a required Pre-Installation Approval or in excess of the Approved Incentive.
3. VENDOR SELECTION: The Customer may self-perform, or select any vendor or contractor to perform, the work contemplated by its application, except to the extent any Program specifically requires the use of pre-approved vendors. Notwithstanding the foregoing, Ameren Missouri has the right, in its sole discretion, to prohibit any vendor or contractor from Program participation based on: such vendor's or contractor’s past performance in connection with BizSavers, or diversity status in order to support Ameren Missouri’s supplier diversity goals.
4. REMOVAL OF EQUIPMENT: The Customer agrees to remove and dispose of all materials and equipment replaced by BizSavers EEMs in accordance with all applicable laws, rules, and regulations. The Customer further agrees not to reinstall any such materials or equipment in the State of Missouri, or to knowingly transfer them to any third party for installation in the State of Missouri.
5. INSTALLATION AND DOCUMENTATION SUBMITTAL DEADLINES: In order to receive a BizSavers incentive, Customers must complete installation of the EEMs and submit supporting documentation no later than the earliest of: (i) for applications which do not require pre- approval pursuant to Section 2, applications must be submitted with invoices dated on or after January 1, 2024 and (ii) in all cases, no later than December 31, 2026 or such earlier date as may be specified by an individual Program. Required supporting documentation may include copies of all invoices (or other documentation reasonably satisfactory to Ameren Missouri) of costs incurred by the Customer for the purchase and installation of the EEMs set forth in its application, including all materials, labor, and equipment discounts. If a single BizSavers application is submitted for two or more EEMs, the supporting documentation must be break out the costs of each EEM separately.
6. ADJUSTMENT OF INCENTIVE AMOUNTS: Ameren Missouri reserves the right to adjust and/or negotiate the incentive amount based on its independent assessment of appropriate savings or cost estimates or if the quantity and/or cost of EEMs actually installed by the Customer differ from that stated in the application.
7. INCENTIVE PAYMENTS: a) Ameren Missouri anticipates payment of BizSavers incentives within forty-five (45) days following Customer's submission to Ameren Missouri of all documentation required by these Terms and Conditions, including, without limitation, installation documentation as described in Section 5. All submitted documentation is subject to Ameren Missouri's review and approval. b) Ameren Missouri reserves the right to credit BizSavers incentives against any of Customer's unpaid or overdue Ameren Missouri utility accounts. c) An incentive check may only be made payable to a third-party entity if the entity is an approved Trade Ally. d) Except for certain BizSavers incentives, which, if the Program requires, may be payable only to the contractor identified on the application, Customer may elect to receive incentives either by check or as credit against an Ameren Missouri utility account; e) Trade Allies will be limited to three check reissue requests annually. If a Trade Ally exceeds three check reissue requests annually, they will no longer be able to list themselves as the payee on the applications.
8. POST-INSTALLATION VERIFICATION - INCENTIVES GREATER THAN $15,000: Ameren Missouri shall only pay incentives for Approved Applications in excess of $15,000 after it has performed a satisfactory post-installation verification. In the event Ameren Missouri determines that: (i) EEMs were not installed in a manner consistent with the Approved Application; (ii) unapproved EEMs were installed, (iii) installation was not consistent with generally accepted industry practices, and/or (iv) Customer has not received all applicable final drawings, operation and maintenance manuals, and/or operator training; then Ameren Missouri reserves the right to decrease or deny the related Approved Incentive payment.
9. POST-INCENTIVE MONITORING AND EVALUATION FOLLOW-UP VISITS: Ameren Missouri reserves the right to make follow-up visits to a Customer's facility for which any BizSavers incentive was received for a period of thirty-six (36) months following installation of the applicable EEM. Such site visits shall be made during normal business hours and with no less than one-week's advance notice to Customer. During such site visits, Ameren Missouri will review operation of the EEMs (including energy performance), in order to determine whether all applicable Program conditions have been met. During such site visit, Customer shall provide Ameren Missouri with access to observe the EEMs and review related project documentation. Ameren Missouri reserves the right to seek repayment of any BizSavers incentive in the event the applicable EEMs cannot be located, have not been installed, are not operational, or are not otherwise in compliance with the provisions of these Terms and Conditions or an application.
10. INDEPENDENT TESTING: Ameren Missouri reserves the right to deny BizSavers incentives for any EEM that has not been approved by a recognized, independent authority, such as the Underwriter's Laboratory (UL), Intertek ETL, and the American Refrigeration Institute (ARI). Ameren Missouri may, in its discretion, require the Customer to undertake, at its own expense, testing of a proposed EEM that does not carry the Listing Mark by UL, or an equivalent independent testing facility approved in advance by Ameren Missouri.
11. CHANGES IN/CANCELLATION OF THE PROGRAM: a) Ameren Missouri may change BizSavers' or any individual Program's requirements, incentives, or Terms & Conditions at any time without notice, including suspending acceptance of applications or terminating any Program. Ameren Missouri is not obligated to approve any application in excess of its Program budgets. b) In the event of a Program change, Approved Applications will be processed to completion under the Terms & Conditions in effect as of the Pre-Installation Approval date. c) Applications which do not require pre-approval will be subject to Program rules in effect on the date of the application's submittal. d) BizSavers Incentives are offered on a first-come, first-served basis and are subject to the availability of Program funds.
12. PUBLICITY OF CUSTOMER PARTICIPATION: a) Ameren Missouri may publicize information relating to Customer's participation in BizSavers, including such data as: projected Program energy savings, incentive amounts paid, before and after pictures, and such other information that does not compromise Customer's reasonable expectations of confidentiality of proprietary or competitive information. In the latter instance, Ameren Missouri will obtain Customer's consent to make such information public, which consent shall not be unreasonably withheld or delayed. b) By participating in this program, you agree to receive emails from Ameren at the email address provided for this program. These emails may contain information about Ameren's products and services; other energy related products, services and programs; as well as energy related legislative and environmental issues. You may unsubscribe from receiving these emails at any time by contacting the Ameren Missouri BizSavers program at 1-866-941-7299 or info@bizsavers.ameren.com; however, it may take up to 10 days to take effect.
13. OWNERSHIP OF CAPACITY AND/OR ENVIRONMENTAL CREDITS: a) Except as set forth in this Section 13, the Customer is the owner of all EEMs for which it receives BizSavers incentive. b) Ameren Missouri has the sole ownership interest in, and right to, any electric system capacity credits and environmental credits that may be associated with EEMs for which BizSavers incentives were received, and Ameren Missouri may dispose of such credits in any manner authorized by law or regulation. c) No action taken with respect to the credits set forth in Section 13(b) shall interfere with Customer's use of its EEMs.
14. LIMITATION OF LIABILITY AND INDEMNIFICATION: a) Ameren Missouri’s liability to Customer under BizSavers will be limited to payment of incentive amounts as set forth in this document. Neither Ameren Missouri nor any of its affiliates or representatives shall be liable to the Customer for any special, indirect, consequential or incidental damages or for any damages in tort (including negligence) caused by any activities associated with BizSavers. By participating in BizSavers, Customer agrees to waive any claims it may have against, and fully releases, Ameren Missouri from all such damages, of any kind or nature. b) The Customer shall protect, indemnify, and hold harmless Ameren Missouri and its affiliates and representatives from and against all liabilities, losses, claims, damages, judgments, penalties, causes of action, costs and expenses (including, without limitation, attorney's fees and expenses) incurred by or assessed against Ameren Missouri or its affiliates or representatives arising out of or relating to Customer’s participation in BizSavers.
15. NO WARRANTIES: a) NEITHER AMEREN MISSOURI NOR ITS REPRESENTATIVES ENDORSES, GUARANTEES, OR PROVIDES ANY WARRANTY WITH RESPECT TO ANY EEM, CONTRACTOR, MANUFACTURER OR PRODUCT, EXPRESSED OR IMPLIED, INCLUDING ANY IMPLIED WARRANTY OF MERCHANTABILITY OR IMPLIED WARRANTY OF FITNESS FOR A PARTICULAR PURPOSE. AMEREN MISSOURI IS NOT LIABLE OR RESPONSIBLE FOR ANY NEGLIGENT ACT OR OMISSION OF ANY CONTRACTOR ENGAGED BY CUSTOMER. b) NEITHER AMEREN MISSOURI NOR ITS REPRESENTATIVES ARE RESPONSIBLE FOR ENSURING THAT THE DESIGN, ENGINEERING OR INSTALLATION OF ANY EEM IS PROPER OR COMPLIES WITH ANY APPLICABLE LAW, CODE, OR INDUSTRY STANDARD. AMEREN MISSOURI DOES NOT MAKE ANY REPRESENTATION OF ANY KIND REGARDING THE ENERGY SAVINGS OR OTHER RESULTS ACHIEVABLE BY ANY EEMs OR THE SAFETY OF SUCH MEASURES.
16. ELIGIBILITY DISCLAIMER: Customer electricity rates, charges and service fees determined by the Missouri Public Service Commission are subject to change. Future rate adjustments may positively or negatively impact financial savings projected from your energy efficiency investment. Ameren Missouri makes no guarantees regarding savings based on future electricity rate projections, including those formulated by third parties.
17. PAYEE MUST PAY ALL TAXES: Incentives received by the Payee under this Application may be taxable by the federal, state, and local government. The Payee is responsible for declaring and paying all such taxes.
18. MISCELLANEOUS: a) The entire agreement between the Customer and Ameren Missouri is composed of all applicable Program forms and documents (including, without limitation, Customer's application) and these Terms and Conditions. b) Paragraph headings are for the convenience of the parties only and are not to be construed as part of these Terms and Conditions. c) The Customer acknowledges that the only individuals authorized to bind Ameren Missouri under BizSavers are Ameren Missouri's staff and authorized agents. d) If any provision of these Terms and Conditions is deemed invalid by any court or administrative body having jurisdiction, such ruling shall not invalidate any other provision, and the remaining Terms and Conditions shall remain in full force and effect. e) If a dispute arises out of, or relates to a BizSavers incentive or these Terms and Conditions, and if such dispute cannot be settled through negotiation, Ameren Missouri and the Customer agree first to try in good faith to settle the dispute by mediation administered by the American Arbitration Association under its Commercial Mediation Procedures. If the parties do not reach resolution within a period of 10 days after submittal to mediation, then, upon notice by either party to the other, all disputes, claims, questions, or differences shall be finally settled by arbitration administered by the American Arbitration Association at a location selected by Ameren Missouri in the State of Missouri, in accordance with the provisions of its Commercial Arbitration Rules. Resolution of disputes concerning these Terms and Conditions, or any other requirement of a BizSavers application or condition of incentive award, resolution will be governed in all respects by the laws, statutes, and regulations of the State of Missouri. f) AMEREN MISSOURI AND CUSTOMER HEREBY IRREVOCABLY AND UNCONDITIONALLY WAIVE ANY RIGHT EITHER SUCH PARTY MAY HAVE TO A TRIAL BY JURY OR TO INITIATE OR BECOME A PARTY TO ANY CLASS ACTION CLAIM IN RESPECT OF ANY ACTION, SUIT OR PROCEEDING DIRECTLY OR INDIRECTLY ARISING OUT OF OR RELATING TO A BIZSAVERS APPLICATION, THESE TERMS AND CONDITIONS, OR A BIZSAVERS INCENTIVE. g) Customer shall not assign any rights it may have hereunder without the prior written consent of Ameren Missouri, except for the optional third-party assignment of incentives as provided herein. Any assignment in violation of this provision shall be deemed null and void.

## M02-S02
[10 empty] | Total Incentive | Application Status | Progress
[10 empty] | --- | Enter Measures | 0%
Company Information
For the purposes of this application "Company" is the headquarters or primary office that is responsible for a given site(s) where the project is being implemented. Information with a * is required.
| Legal Company Name* |  | Company Address* | City* |  |  | State/ Province* |  | Zip/ Postal Code* |  | Phone
Business Diversity Information
Please fill out the business diversity information below. If this does not apply, then select "Not Applicable" and continue with the application.
| Diverse Business Type* |  |  | Issued Organization Type* |  |  | Certificate Number* |  | Certificate Issued Date* |  | Certificate Expiration Date*
Site Information
This is the site where the energy efficiency measures are being installed. If there is not a higher business entity than the site where the project is being performed, then the "Company" and the "Site" would be the same.
| Project Type* |  | Project ID*
| Custom/Standard |  |  |  | Is Site Location same as Company Location?*
| Site Name* |  | Site Address* | City* |  |  | State* |  | Zip Code*
MO
| Building Type* |  | Building Ownership* | Annual Operating Hours* |  |  | Year Built |  | Square Footage* |  | # of Floors
| Space Conditioning Type* |  | Water Heating Type* | Rate Class* |  |  | Electric Utility Rate* ($/kWh) |  | BizSavers Representative assisting with application completion
| Account Number 1* |  | Account Number 2 | Account Number 3 |  |  | Account Number 4
Provisional Measure
[14 empty] | Measure Number | kWh Savings | Deemed kW | Actual W | Incentive
| Is this a new building, an expansion of an existing building or a gut rehab with new load?* | [6 empty] | Energy Code Baseline*
[15 empty] | 0 | 0 | 0 | 0
Project Description*
Ameren Missouri BizSavers Program
Toll-Free 866-941-7299
info@bizsavers.ameren.com | [5 empty] | Custom and Standard v9.0.2 | [6 empty] | Product of TRC Companies
M2S6
M2S7
M2S8
START
PROJECT INFORMATION
LIGHTING MEASURES
STANDARD MEASURES
CUSTOM MEASURES
APPLICATION REVIEW
FORM7
Terms & Conditions and Eligibility
Site Information
Contact Information
Trade Ally / Vendor Information
Payment and Tax Information
FORM7
FORM7

## M02-S05
[8 empty] | Total Incentive | Application Status | Progress
[8 empty] | --- | Enter Measures | 0%
Technical/ Facility Contact
The technical and/or facility contact is the individual at the site whom the BizSavers team may contact in the event of an inspection.
| Company Name* |  | First Name* | Last Name* |  | Title* | Phone* |  | Email*
Survey Contact
The survey contact is the individual who authorized the decision to move forward with the energy efficiency project and is most knowledgeable of the benefits of the Ameren Missouri BizSavers Program. This individual may be contacted to answer a brief survey regarding their and their facility's participation in the program.
Is the Survey Contact the same as the Technical Contact?
| Company Name* |  | First Name* | Last Name* |  | Title* | Phone* |  | Email*
Ameren Missouri BizSavers Program
Toll-Free 866-941-7299
info@bizsavers.ameren.com |  |  |  |  | Custom and Standard v9.0.2 | [5 empty] | Product of TRC Companies
M2S6
M2S7
M2S8
START
PROJECT INFORMATION
LIGHTING MEASURES
STANDARD MEASURES
CUSTOM MEASURES
APPLICATION REVIEW
FORM7
Terms & Conditions and Eligibility
Site Information
Contact Information
Trade Ally / Vendor Information
Payment and Tax Information
FORM7
FORM7

## M02-S03
[8 empty] | Total Incentive | Application Status | Progress
[8 empty] | --- | Enter Measures | 0%
Trade Ally / Vendor Information
Please fill out the Trade Ally / vendor information below. If this is a self-install, select "No" and proceed to the next tab.
Is there a Trade Ally or vendor for this project?
| Trade Ally / Vendor Company* |  | First Name* | Last Name* |  | Title* | Primary Phone* |  | Secondary Phone
| Email* |  | Mailing Address* | City* |  | State/ Province* | Zip/ Postal Code*
Business Diversity Information
Please fill out the business diversity information below. If this does not apply, then select "Not Applicable" and continue with the application.
| Diverse Business Type* |  |  | Issued Organization Type* |  | Certificate Number* | Certificate Issued Date* |  | Certificate Expiration Date*
Project Contributors
A project contributor is any sub-contractor, community partner, or trade ally that has a significant role in the development or installation of the project, but is not the vendor or main trade ally
| Contributor Organization |  | First Name | Last Name |  | Title | Primary Phone |  | Secondary Phone
| Email |  | Mailing Address | City |  | State/ Province | Zip/ Postal Code
| Contributor Organization |  | First Name | Last Name |  | Title | Primary Phone |  | Secondary Phone
| Email |  | Mailing Address | City |  | State/ Province | Zip/ Postal Code
Ameren Missouri BizSavers Program
Toll-Free 866-941-7299
info@bizsavers.ameren.com |  |  |  |  | Custom and Standard v9.0.2 | [5 empty] | Product of TRC Companies
M2S6
M2S7
M2S8
START
PROJECT INFORMATION
LIGHTING MEASURES
STANDARD MEASURES
CUSTOM MEASURES
APPLICATION REVIEW
FORM7
Terms & Conditions and Eligibility
Site Information
Contact Information
Trade Ally / Vendor Information
Payment and Tax Information
FORM7
FORM7

## M02-S04
[10 empty] | Total Incentive | Application Status | Progress
[10 empty] | --- | Enter Measures | 0%
Payee Information
Enter the Payee Information below. Some information may be autofilled based on your selection, but you may overwrite the data if necessary.
Payment Type*
| Payee Company Name* |  |  | Payee First Name* |  | Payee Last Name* |  | Phone Number* | Email* |  | Bill Credit Account*
| Mailing Address* |  |  | City* |  | State/ Province* |  | Zip/ Postal Code*
Tax Information
Please enter business name and address exactly as it appears on your form W-9
| Legal Company Name* |  |  | Mailing Address* |  | City* |  | State/ Province* | Zip/ Postal Code*
| Tax Entity* |  |  | Federal Tax ID Number*
-
Terms and Conditions for Payment of Incentive
I understand and agree to comply with the Payment Terms and Conditions of the Ameren Missouri’s BizSavers Program. *
Ameren Missouri BizSavers Program
Toll-Free 866-941-7299
info@bizsavers.ameren.com | [6 empty] | Custom and Standard v9.0.2 | [5 empty] | Product of TRC Companies
M2S6
M2S7
M2S8
START
PROJECT INFORMATION
LIGHTING MEASURES
STANDARD MEASURES
CUSTOM MEASURES
APPLICATION REVIEW
FORM7
Terms & Conditions and Eligibility
Site Information
Contact Information
Trade Ally / Vendor Information
Payment and Tax Information
FORM7
FORM7

## M03-S01 (hidden)
[16 empty] | Total Incentive |  | Application Status |  | Progress
[16 empty] | --- |  | Enter Measures |  | 0%
[6 empty] | Interior Linear-LED or Redesign Summary | [15 empty] | SBDI Incentive Cap |  | 15000
[7 empty] | Section Incentive |  | Section Cost |  |  | Section kWh Savings
[7 empty] | 0 |  | 0 |  |  | 0
0
CLICK HERE to update install status.
| Inefficient Lighting |  |  |  |  | LED Lighting | [9 empty] | Cost per Fixture |  | Savings and Incentive Summary | [7 empty] | Incentivized |  |  |  |  | Lamp or Redgn Incentive
| Type | Existing Fixture | Existing Detail | Existing Qty | Fixture Watt (W) | New Lighting Type | Efficient Model | LED Fixt. Qty |  | Lamps per Fixt. | Fixture Watt (W) |  | Location Detail | Hours per Year | Lamp Life (hrs) | Material Cost | Labor Cost | Estimated kWh Savings | Total Incentive |  |  | Measure Cost | kW Savings | Existing kWh | Efficient kWh | Existing Watts | Efficient Watts | Measure Validator | Measure Number | Incentive Rate |  | Fixture Incentive | Status | Capped | HCIF | Eligible Bonus | Actual Bonus | SBDI/Std Incent | Final Std Incentive | Incentive Capped | Cumulative SBDI | Incentive Balance | Stand. Incentive | SBDI Incentive | Remainder Qty | Remainder Inc | Adjusted SBDI | Adj Cum SBDI | Total Adj SBDI
[26 empty] | Base Watts | [8 empty] | HCIF |  |  |  |  | Incentive
| Redesign | Space 1 Redesign | Complete Worksheet |  |  | Efficient Redesign | Complete Worksheet | [11 empty] | Update Install Status | [8 empty] | Redesign-LED- | [5 empty] | No |  | 0 | Update Install Status | Update Install Status
| Redesign | Space 2 Redesign | Complete Worksheet |  |  | Efficient Redesign | Complete Worksheet | [11 empty] | Update Install Status | [8 empty] | Redesign-LED- | [5 empty] | No |  | 0 | Update Install Status | Update Install Status
1 | [18 empty] | Update Install Status | [8 empty] | -LED- |  |  | 0 | 0 |  |  | 1 | 0 | Update Install Status | Update Install Status | Update Install Status |  | 0 | 0 |  |  | 0 |  |  | 0
2 | [18 empty] | Update Install Status | [8 empty] | -LED- |  |  | 0 | 0 |  |  | 1 | 0 | Update Install Status | Update Install Status | Update Install Status |  | 0 | 0 |  |  | 0 |  |  | 0
3 | [18 empty] | Update Install Status | [8 empty] | -LED- |  |  | 0 | 0 |  |  | 1 | 0 | Update Install Status | Update Install Status | Update Install Status |  | 0 | 0 |  |  | 0 |  |  | 0
4 | [18 empty] | Update Install Status | [8 empty] | -LED- |  |  | 0 | 0 |  |  | 1 | 0 | Update Install Status | Update Install Status | Update Install Status |  | 0 | 0 |  |  | 0 |  |  | 0
5 | [18 empty] | Update Install Status | [8 empty] | -LED- |  |  | 0 | 0 |  |  | 1 | 0 | Update Install Status | Update Install Status | Update Install Status |  | 0 | 0 |  |  | 0 |  |  | 0
6 | [18 empty] | Update Install Status | [8 empty] | -LED- |  |  | 0 | 0 |  |  | 1 | 0 | Update Install Status | Update Install Status | Update Install Status |  | 0 | 0 |  |  | 0 |  |  | 0
7 | [18 empty] | Update Install Status | [8 empty] | -LED- |  |  | 0 | 0 |  |  | 1 | 0 | Update Install Status | Update Install Status | Update Install Status |  | 0 | 0 |  |  | 0 |  |  | 0
8 | [18 empty] | Update Install Status | [8 empty] | -LED- |  |  | 0 | 0 |  |  | 1 | 0 | Update Install Status | Update Install Status | Update Install Status |  | 0 | 0 |  |  | 0 |  |  | 0
9 | [18 empty] | Update Install Status | [8 empty] | -LED- |  |  | 0 | 0 |  |  | 1 | 0 | Update Install Status | Update Install Status | Update Install Status |  | 0 | 0 |  |  | 0 |  |  | 0
10 | [18 empty] | Update Install Status | [8 empty] | -LED- |  |  | 0 | 0 |  |  | 1 | 0 | Update Install Status | Update Install Status | Update Install Status |  | 0 | 0 |  |  | 0 |  |  | 0
11 | [18 empty] | Update Install Status | [8 empty] | -LED- |  |  | 0 | 0 |  |  | 1 | 0 | Update Install Status | Update Install Status | Update Install Status |  | 0 | 0 |  |  | 0 |  |  | 0
12 | [18 empty] | Update Install Status | [8 empty] | -LED- |  |  | 0 | 0 |  |  | 1 | 0 | Update Install Status | Update Install Status | Update Install Status |  | 0 | 0 |  |  | 0 |  |  | 0
13 | [18 empty] | Update Install Status | [8 empty] | -LED- |  |  | 0 | 0 |  |  | 1 | 0 | Update Install Status | Update Install Status | Update Install Status |  | 0 | 0 |  |  | 0 |  |  | 0
14 | [18 empty] | Update Install Status | [8 empty] | -LED- |  |  | 0 | 0 |  |  | 1 | 0 | Update Install Status | Update Install Status | Update Install Status |  | 0 | 0 |  |  | 0 |  |  | 0
15 | [18 empty] | Update Install Status | [8 empty] | -LED- |  |  | 0 | 0 |  |  | 1 | 0 | Update Install Status | Update Install Status | Update Install Status |  | 0 | 0 |  |  | 0 |  |  | 0
16 | [18 empty] | Update Install Status | [8 empty] | -LED- |  |  | 0 | 0 |  |  | 1 | 0 | Update Install Status | Update Install Status | Update Install Status |  | 0 | 0 |  |  | 0 |  |  | 0
17 | [18 empty] | Update Install Status | [8 empty] | -LED- |  |  | 0 | 0 |  |  | 1 | 0 | Update Install Status | Update Install Status | Update Install Status |  | 0 | 0 |  |  | 0 |  |  | 0
18 | [18 empty] | Update Install Status | [8 empty] | -LED- |  |  | 0 | 0 |  |  | 1 | 0 | Update Install Status | Update Install Status | Update Install Status |  | 0 | 0 |  |  | 0 |  |  | 0
19 | [18 empty] | Update Install Status | [8 empty] | -LED- |  |  | 0 | 0 |  |  | 1 | 0 | Update Install Status | Update Install Status | Update Install Status |  | 0 | 0 |  |  | 0 |  |  | 0
20 | [18 empty] | Update Install Status | [8 empty] | -LED- |  |  | 0 | 0 |  |  | 1 | 0 | Update Install Status | Update Install Status | Update Install Status |  | 0 | 0 |  |  | 0 |  |  | 0
21 | [18 empty] | Update Install Status | [8 empty] | -LED- |  |  | 0 | 0 |  |  | 1 | 0 | Update Install Status | Update Install Status | Update Install Status |  | 0 | 0 |  |  | 0 |  |  | 0
22 | [18 empty] | Update Install Status | [8 empty] | -LED- |  |  | 0 | 0 |  |  | 1 | 0 | Update Install Status | Update Install Status | Update Install Status |  | 0 | 0 |  |  | 0 |  |  | 0
23 | [18 empty] | Update Install Status | [8 empty] | -LED- |  |  | 0 | 0 |  |  | 1 | 0 | Update Install Status | Update Install Status | Update Install Status |  | 0 | 0 |  |  | 0 |  |  | 0
24 | [18 empty] | Update Install Status | [8 empty] | -LED- |  |  | 0 | 0 |  |  | 1 | 0 | Update Install Status | Update Install Status | Update Install Status |  | 0 | 0 |  |  | 0 |  |  | 0
25 | [18 empty] | Update Install Status | [8 empty] | -LED- |  |  | 0 | 0 |  |  | 1 | 0 | Update Install Status | Update Install Status | Update Install Status |  | 0 | 0 |  |  | 0 |  |  | 0
26 | [18 empty] | Update Install Status | [8 empty] | -LED- |  |  | 0 | 0 |  |  | 1 | 0 | Update Install Status | Update Install Status | Update Install Status |  | 0 | 0 |  |  | 0 |  |  | 0
27 | [18 empty] | Update Install Status | [8 empty] | -LED- |  |  | 0 | 0 |  |  | 1 | 0 | Update Install Status | Update Install Status | Update Install Status |  | 0 | 0 |  |  | 0 |  |  | 0
28 | [18 empty] | Update Install Status | [8 empty] | -LED- |  |  | 0 | 0 |  |  | 1 | 0 | Update Install Status | Update Install Status | Update Install Status |  | 0 | 0 |  |  | 0 |  |  | 0
| Linear Type | Existing Fixture | Existing Detail | Existing Qty | Fixture Watt (W) | New Lighting Type | Efficient Model | LED Fixt. Qty. |  | Lamps per Fixt. | Fixture Watt (W) |  | Location Detail | Hours per Year | Lamp life (hours) | Material Cost | Labor Cost | Estimated kWh Savings | Total Incentive |  |  | Measure Cost | kW Savings | Existing kWh | Efficient kWh | Existing Watts | Efficient Watts | Measure Validator | Measure Number | Incentive Rate | Lamp Incentive | Fixture Incentive | Status | Capped | HCIF | Eligible Bonus | Actual Bonus | SBDI/Std Incent | Final Std Incentive | Incentive Capped | Cumulative SBDI | Incentive Balance | Stand. Incentive | SBDI Incentive | Remainder Qty | Remainder Inc | Adjusted SBDI | Adj Cum SBDI | Total Adj SBDI
[26 empty] | Base Watts | [13 empty] | Incentive
36
37
38
39
40
41
42
43
44
45
46
47
48
49
50
51
52
53
54
55
56
57
58
59
60
61
62
63
64
65
66
67
68
69
70
71
72
73
74
75
76
77
78
79
80
81
82
83
84
85
86
87
88
89
Ameren Missouri BizSavers Program | [21 empty] | 0 | 0 | [12 empty] | 0 | 0 | 0 |  |  | 0 | 0 | 0 | 0 |  | 0 | 0 | 0
Toll-Free 866-941-7299
info@bizsavers.ameren.com | [9 empty] | Custom and Standard v9.0.2 | [10 empty] | Product of TRC Companies
START
PROJECT INFORMATION
LIGHTING MEASURES
STANDARD MEASURES
CUSTOM MEASURES
APPLICATION REVIEW
APPLICATION REVIEW
FORM7
Interior Linear-LED or Redesign
Interior Fast Track Linear-LED
Interior HID to LED
Exit Signs
Occupancy Sensors
Custom Lighting
New Load - Lighting Power Density Baseline
New Load - LPD-Exempt Baseline
FORM7
FORM7
Click here to go the redesign worksheet
Standard Measure List and Incentives
CLICK HERE to update install status.
CLICK HERE to update install status.

## M03-S01-2 (hidden)
[20 empty] | Total Incentive |  | Application Status |  |  | Progress
[20 empty] | --- |  | Enter Measures |  |  | 0%
Standard Lighting Redesign
Lighting Redesign Measures are for non-one-to-one replacements of inefficient fixtures with LEDs. Supporting documentation showing the design is suitable for the space must be submitted to qualify.
[10 empty] | Check here if your lighting survey disregards cooling interaction | [16 empty] | FALSE
| Inefficient Lighting | [6 empty] | LED Lighting | [10 empty] | Total Cost |  | Savings and Incentive Summary | [9 empty] | Actual
| Type |  | Existing Fixture | Existing Detail | Existing Qty | Fixture Watt (W) |  | New Lighting Type |  |  | Efficient Model | LED Fixt. Qty | Lamps per Fixt. | Fixture Watt (W) | Location Detail |  | Hours per Year |  | Material Cost | Labor Cost | Incentive Rate | Estimated kWh Savings |  | Total Incentive |  |  | Measure Cost | kW Savings | Existing kWh | Efficient kWh | Existing Watts | Efficient Watts | Measure Validator | Measure Number | Incentive Rate | Incentive | Status | Capped | HCIF
[31 empty] | Base Watts | [7 empty] | HCIF
| Redesign |  | Space 1 Redesign | Complete Worksheet |  |  |  | Efficient Redesign |  |  | Complete Worksheet | [12 empty] | Update Install Status | [8 empty] | Redesign-LED- |  |  |  |  | No | 1
| Redesign |  | Space 2 Redesign | Complete Worksheet |  |  |  | Efficient Redesign |  |  | Complete Worksheet | [12 empty] | Update Install Status | [8 empty] | Redesign-LED- |  |  |  |  | No | 1
[11 empty] | Space 1 | [11 empty] | Total Cost for Space Redesign
|  | Space Description |  | Hours per Year | Location Type |  | Existing Fixture Type |  |  |  | Description (Brand,Model) | Fixture Quantity | Input Watt | New Fixture Type |  | Lamp Life (hours) |  | Description (Brand,Model) |  | New Quantity | Input Watt |  | Material Cost | Labor Cost
Interior
Interior
Networked Controls Installed?
Interior
Interior
Interior
Interior
Interior
Interior
Interior
Interior
[13 empty] | 0 | [7 empty] | 0
[11 empty] | Space 2 | [11 empty] | Total Cost for Space Redesign
|  | Space Description |  | Hours per Year | Location Type |  | Existing Fixture Type |  |  |  | Description (Brand,Model) | Fixture Quantity | Input Watt | New Fixture Type |  | Lamp Life (hours) |  | Description (Brand,Model) |  | New Quantity | Input Watt |  | Material Cost | Labor Cost
Interior
Interior
Networked Controls Installed?
Interior
Interior
Interior
Interior
Interior
Interior
Interior
Interior
[13 empty] | 0 | [7 empty] | 0 | [5 empty] | Measure Cost | kW Savings | Existing kWh | Efficient kWh | Existing Watts | Efficient Watts | Measure Validator | Measure Number | Incentive Rate | Incentive | Status | Capped | HCIF
Base Watts
34
35
36
37
38
39
40
41
42
43
44
45
46
47
48
49
50
51
52
53
54
55
56
57
58
59
60
61
62
63
64
65
66
67
68
69
70
71
72
73
74
75
76
77
78
79
80
81
82
83
84
85
86
87
88
89
90
Ameren Missouri BizSavers Program | [26 empty] | 0 | 0
Toll-Free 866-941-7299
info@bizsavers.ameren.com | [12 empty] | Custom and Standard v9.0.2 | [12 empty] | Product of TRC Companies
New Load - LPD-Exempt Baseline
START
PROJECT INFORMATION
LIGHTING MEASURES
STANDARD MEASURES
CUSTOM MEASURES
APPLICATION REVIEW
APPLICATION REVIEW
FORM7
Interior Linear-LED or Redesign
Interior Fast Track Linear-LED
Interior HID to LED
Exit Signs
Custom Lighting
Compressed Air
High Volume, Low Speed Fans
FORM7
FORM7
Back to Measures
New Load - LPD-Exempt Baseline
New Load - LPD-Exempt Baseline
New Load - Lighting Power Density Baseline
New Load - LPD-Exempt Baseline
New Load - LPD-Exempt Baseline
New Load - Lighting Power Density Baseline
New Load - LPD-Exempt Baseline
New Load - LPD-Exempt Baseline
New Load - LPD-Exempt Baseline
New Load - LPD-Exempt Baseline
New Load - LPD-Exempt Baseline
New Load - LPD-Exempt Baseline

## M03-S02 (hidden)
[16 empty] | Total Incentive |  | Application Status |  | Progress
[16 empty] | --- |  | Enter Measures |  | 0%
[22 empty] | Project # | 0
Interior Fast Track Linear-LED Summary
[7 empty] | Section Incentive |  | Section Cost |  |  | Section kWh Savings
[7 empty] | 0 |  | 0 |  |  | 0
0
CLICK HERE to update install status.
| Inefficient Lighting |  |  |  |  | LED Lighting | [9 empty] | Cost per Fixture |  | Savings and Incentive Summary | [7 empty] | Actual
| Linear Type | Existing Fixture | Existing Detail | Existing Qty | Fixture Watt (W) | New Lighting Type | Efficient Model | LED Fixt. Qty |  | Lamps per Fixt. | Fixture Watt (W) |  | Location Detail | Hours per Year | Lamp Life (hrs) | Material Cost | Labor Cost | Estimated kWh Savings | Total Incentive |  |  | Measure Cost | kW Savings | Existing kWh | Efficient kWh | Existing Watts | Efficient Watts | Measure Validator | Measure Number | Incentive Rate | Lamp Incentive | Fixture Incentive | Status | Cost Capped | HCIF | Eligible Bonus | Actual Bonus | SBDI/Std Incent | Final Std Incentive | Incentive Capped | Cumulative SBDI | Incentive Balance | Stand. Incentive | SBDI Incentive | Remainder Qty | Remainder Inc | Adjusted SBDI | Adj Cum SBDI | Total Adj SBDI
[26 empty] | Base Watts | [13 empty] | Incentive
1 | [18 empty] | Update Install Status | [8 empty] | -LED- |  |  | 0 | 0 |  |  | 1 | 0 | Update Install Status | Update Install Status | Update Install Status |  | 0 | 0 |  |  | 0 |  |  | 0
2 | [18 empty] | Update Install Status | [8 empty] | -LED- |  |  | 0 | 0 |  |  | 1 | 0 | Update Install Status | Update Install Status | Update Install Status |  | 0 | 0 |  |  | 0 |  |  | 0
3 | [18 empty] | Update Install Status | [8 empty] | -LED- |  |  | 0 | 0 |  |  | 1 | 0 | Update Install Status | Update Install Status | Update Install Status |  | 0 | 0 |  |  | 0 |  |  | 0
4 | [18 empty] | Update Install Status | [8 empty] | -LED- |  |  | 0 | 0 |  |  | 1 | 0 | Update Install Status | Update Install Status | Update Install Status |  | 0 | 0 |  |  | 0 |  |  | 0
5 | [18 empty] | Update Install Status | [8 empty] | -LED- |  |  | 0 | 0 |  |  | 1 | 0 | Update Install Status | Update Install Status | Update Install Status |  | 0 | 0 |  |  | 0 |  |  | 0
6 | [18 empty] | Update Install Status | [8 empty] | -LED- |  |  | 0 | 0 |  |  | 1 | 0 | Update Install Status | Update Install Status | Update Install Status |  | 0 | 0 |  |  | 0 |  |  | 0
7 | [18 empty] | Update Install Status | [8 empty] | -LED- |  |  | 0 | 0 |  |  | 1 | 0 | Update Install Status | Update Install Status | Update Install Status |  | 0 | 0 |  |  | 0 |  |  | 0
8 | [18 empty] | Update Install Status | [8 empty] | -LED- |  |  | 0 | 0 |  |  | 1 | 0 | Update Install Status | Update Install Status | Update Install Status |  | 0 | 0 |  |  | 0 |  |  | 0
9 | [18 empty] | Update Install Status | [8 empty] | -LED- |  |  | 0 | 0 |  |  | 1 | 0 | Update Install Status | Update Install Status | Update Install Status |  | 0 | 0 |  |  | 0 |  |  | 0
10 | [18 empty] | Update Install Status | [8 empty] | -LED- |  |  | 0 | 0 |  |  | 1 | 0 | Update Install Status | Update Install Status | Update Install Status |  | 0 | 0 |  |  | 0 |  |  | 0
11 | [18 empty] | Update Install Status | [8 empty] | -LED- |  |  | 0 | 0 |  |  | 1 | 0 | Update Install Status | Update Install Status | Update Install Status |  | 0 | 0 |  |  | 0 |  |  | 0
12 | [18 empty] | Update Install Status | [8 empty] | -LED- |  |  | 0 | 0 |  |  | 1 | 0 | Update Install Status | Update Install Status | Update Install Status |  | 0 | 0 |  |  | 0 |  |  | 0
13 | [18 empty] | Update Install Status | [8 empty] | -LED- |  |  | 0 | 0 |  |  | 1 | 0 | Update Install Status | Update Install Status | Update Install Status |  | 0 | 0 |  |  | 0 |  |  | 0
14 | [18 empty] | Update Install Status | [8 empty] | -LED- |  |  | 0 | 0 |  |  | 1 | 0 | Update Install Status | Update Install Status | Update Install Status |  | 0 | 0 |  |  | 0 |  |  | 0
15 | [18 empty] | Update Install Status | [8 empty] | -LED- |  |  | 0 | 0 |  |  | 1 | 0 | Update Install Status | Update Install Status | Update Install Status |  | 0 | 0 |  |  | 0 |  |  | 0
16 | [18 empty] | Update Install Status | [8 empty] | -LED- |  |  | 0 | 0 |  |  | 1 | 0 | Update Install Status | Update Install Status | Update Install Status |  | 0 | 0 |  |  | 0 |  |  | 0
17 | [18 empty] | Update Install Status | [8 empty] | -LED- |  |  | 0 | 0 |  |  | 1 | 0 | Update Install Status | Update Install Status | Update Install Status |  | 0 | 0 |  |  | 0 |  |  | 0
18 | [18 empty] | Update Install Status | [8 empty] | -LED- |  |  | 0 | 0 |  |  | 1 | 0 | Update Install Status | Update Install Status | Update Install Status |  | 0 | 0 |  |  | 0 |  |  | 0
19 | [18 empty] | Update Install Status | [8 empty] | -LED- |  |  | 0 | 0 |  |  | 1 | 0 | Update Install Status | Update Install Status | Update Install Status |  | 0 | 0 |  |  | 0 |  |  | 0
20 | [18 empty] | Update Install Status | [8 empty] | -LED- |  |  | 0 | 0 |  |  | 1 | 0 | Update Install Status | Update Install Status | Update Install Status |  | 0 | 0 |  |  | 0 |  |  | 0
21 | [18 empty] | Update Install Status | [8 empty] | -LED- |  |  | 0 | 0 |  |  | 1 | 0 | Update Install Status | Update Install Status | Update Install Status |  | 0 | 0 |  |  | 0 |  |  | 0
22 | [18 empty] | Update Install Status | [8 empty] | -LED- |  |  | 0 | 0 |  |  | 1 | 0 | Update Install Status | Update Install Status | Update Install Status |  | 0 | 0 |  |  | 0 |  |  | 0
23 | [18 empty] | Update Install Status | [8 empty] | -LED- |  |  | 0 | 0 |  |  | 1 | 0 | Update Install Status | Update Install Status | Update Install Status |  | 0 | 0 |  |  | 0 |  |  | 0
24 | [18 empty] | Update Install Status | [8 empty] | -LED- |  |  | 0 | 0 |  |  | 1 | 0 | Update Install Status | Update Install Status | Update Install Status |  | 0 | 0 |  |  | 0 |  |  | 0
25 | [18 empty] | Update Install Status | [8 empty] | -LED- |  |  | 0 | 0 |  |  | 1 | 0 | Update Install Status | Update Install Status | Update Install Status |  | 0 | 0 |  |  | 0 |  |  | 0
26 | [18 empty] | Update Install Status | [8 empty] | -LED- |  |  | 0 | 0 |  |  | 1 | 0 | Update Install Status | Update Install Status | Update Install Status |  | 0 | 0 |  |  | 0 |  |  | 0
27 | [18 empty] | Update Install Status | [8 empty] | -LED- |  |  | 0 | 0 |  |  | 1 | 0 | Update Install Status | Update Install Status | Update Install Status |  | 0 | 0 |  |  | 0 |  |  | 0
28 | [18 empty] | Update Install Status | [8 empty] | -LED- |  |  | 0 | 0 |  |  | 1 | 0 | Update Install Status | Update Install Status | Update Install Status |  | 0 | 0 |  |  | 0 |  |  | 0
29 | [18 empty] | Update Install Status | [8 empty] | -LED- |  |  | 0 | 0 |  |  | 1 | 0 | Update Install Status | Update Install Status | Update Install Status |  | 0 | 0 |  |  | 0 |  |  | 0
30 | [18 empty] | Update Install Status | [8 empty] | -LED- |  |  | 0 | 0 |  |  | 1 | 0 | Update Install Status | Update Install Status | Update Install Status |  | 0 | 0 |  |  | 0 |  |  | 0
| Linear Type | Existing Fixture | Existing Detail | Existing Qty | Fixture Watt (W) | New Lighting Type | Efficient Model | LED Fixt. Qty. |  | Lamps per Fixt. | Fixture Watt (W) |  | Location Detail | Hours per Year | Lamp life (hrs) | Material Cost | Labor Cost | Estimated kWh Savings | Total Incentive |  |  | Measure Cost | kW Savings | Existing kWh | Efficient kWh | Existing Watts | Efficient Watts | Measure Validator | Measure Number | Incentive Rate | Lamp Incentive | Fixture Incentive | Status | Capped | HCIF | Eligible Bonus | Actual Bonus | SBDI/Std Incent | Final Std Incentive | Incentive Capped | Cumulative SBDI | Incentive Balance | Stand. Incentive | SBDI Incentive | Remainder Qty | Remainder Inc | Adjusted SBDI | Adj Cum SBDI | Total Adj SBDI
[26 empty] | Base Watts | [13 empty] | Incentive
32
33
34
35
36
37
38
39
40
41
42
43
44
45
46
47
48
49
50
51
52
53
54
55
56
57
58
59
60
61
62
63
64
65
66
67
68
69
70
71
72
73
74
75
76
77
78
79
80
81
82
83
84
85
86
87
89
Ameren Missouri BizSavers Program | [21 empty] | 0 | 0 | [12 empty] | 0 | 0 | 0 |  |  | 0 | 0 | 0 | 0 |  | 0 | 0 | 0
Toll-Free 866-941-7299
info@bizsavers.ameren.com | [9 empty] | Custom and Standard v9.0.2 | [10 empty] | Product of TRC Companies
START
PROJECT INFORMATION
LIGHTING MEASURES
STANDARD MEASURES
CUSTOM MEASURES
APPLICATION REVIEW
FORM7
Interior Linear-LED or Redesign
Interior Fast Track Linear-LED
Interior HID to LED
Exit Signs
Occupancy Sensors
Custom Lighting
New Load - Lighting Power Density Baseline
New Load - LPD-Exempt Baseline
FORM7
FORM7
Standard Measure List and Incentives
CLICK HERE to update install status.

## M03-S03 (hidden)
[17 empty] | Total Incentive |  | Application Status |  | Progress
[17 empty] | --- |  | Enter Measures |  | 0%
[23 empty] | Project # | 0
Interior HID to LED Summary
[8 empty] | Section Incentive |  | Section Cost |  |  | Section kWh Savings
[8 empty] | 0 |  | 0 |  |  | 0
0
CLICK HERE to update install status.
| Inefficient Lighting |  |  |  | LED Lighting | [10 empty] | Cost per Fixture |  | Savings and Incentive Summary
| Lighting Type | Existing Qty. | Nominal Watt (W) | Fixture Watt (W) | New Lighting Type |  | Efficient Model |  | LED Fixt. Qty. |  | Fixture Watt (W) | Location Detail |  | Hours per Year | Lamp Life (hrs) | Material Cost | Labor Cost | Estimated kWh Savings |  | Total Incentive |  |  | Measure Cost | Deemed kW | Base kWh | Efficient kWh | Existing Watts | Efficient Watts | Measure Validator | Measure Number | Rate | Incentive | Status | Capped | HCIF | Eligible Bonus | Actual Bonus | SBDI/Std Incent | Final Std Incentive | Incentive Capped | Cumulative SBDI | Incentive Balance | Stand. Incentive | SBDI Incentive | Remainder Qty | Remainder Inc | Adjusted SBDI | Adj Cum SBDI | Total Adj SBDI
Incentive
1 | [19 empty] | Update Install Status | [8 empty] | -LED- | [5 empty] | 1 | 0 | Update Install Status | Update Install Status | Update Install Status |  | 0 | 0 |  |  | 0 | 0 |  | 0
2 | [19 empty] | Update Install Status | [8 empty] | -LED- | [5 empty] | 1 | 0 | Update Install Status | Update Install Status | Update Install Status |  | 0 | 0 |  |  | 0 | 0 |  | 0
3 | [19 empty] | Update Install Status | [8 empty] | -LED- | [5 empty] | 1 | 0 | Update Install Status | Update Install Status | Update Install Status |  | 0 | 0 |  |  | 0 | 0 |  | 0
4 | [19 empty] | Update Install Status | [8 empty] | -LED- | [5 empty] | 1 | 0 | Update Install Status | Update Install Status | Update Install Status |  | 0 | 0 |  |  | 0 | 0 |  | 0
5 | [19 empty] | Update Install Status | [8 empty] | -LED- | [5 empty] | 1 | 0 | Update Install Status | Update Install Status | Update Install Status |  | 0 | 0 |  |  | 0 | 0 |  | 0
6 | [19 empty] | Update Install Status | [8 empty] | -LED- | [5 empty] | 1 | 0 | Update Install Status | Update Install Status | Update Install Status |  | 0 | 0 |  |  | 0 | 0 |  | 0
7 | [19 empty] | Update Install Status | [8 empty] | -LED- | [5 empty] | 1 | 0 | Update Install Status | Update Install Status | Update Install Status |  | 0 | 0 |  |  | 0 | 0 |  | 0
8 | [19 empty] | Update Install Status | [8 empty] | -LED- | [5 empty] | 1 | 0 | Update Install Status | Update Install Status | Update Install Status |  | 0 | 0 |  |  | 0 | 0 |  | 0
9 | [19 empty] | Update Install Status | [8 empty] | -LED- | [5 empty] | 1 | 0 | Update Install Status | Update Install Status | Update Install Status |  | 0 | 0 |  |  | 0 | 0 |  | 0
10 | [19 empty] | Update Install Status | [8 empty] | -LED- | [5 empty] | 1 | 0 | Update Install Status | Update Install Status | Update Install Status |  | 0 | 0 |  |  | 0 | 0 |  | 0
11 | [19 empty] | Update Install Status | [8 empty] | -LED- | [5 empty] | 1 | 0 | Update Install Status | Update Install Status | Update Install Status |  | 0 | 0 |  |  | 0 | 0 |  | 0
12 | [19 empty] | Update Install Status | [8 empty] | -LED- | [5 empty] | 1 | 0 | Update Install Status | Update Install Status | Update Install Status |  | 0 | 0 |  |  | 0 | 0 |  | 0
13 | [19 empty] | Update Install Status | [8 empty] | -LED- | [5 empty] | 1 | 0 | Update Install Status | Update Install Status | Update Install Status |  | 0 | 0 |  |  | 0 | 0 |  | 0
14 | [19 empty] | Update Install Status | [8 empty] | -LED- | [5 empty] | 1 | 0 | Update Install Status | Update Install Status | Update Install Status |  | 0 | 0 |  |  | 0 | 0 |  | 0
15 | [19 empty] | Update Install Status | [8 empty] | -LED- | [5 empty] | 1 | 0 | Update Install Status | Update Install Status | Update Install Status |  | 0 | 0 |  |  | 0 | 0 |  | 0
16 | [19 empty] | Update Install Status | [8 empty] | -LED- | [5 empty] | 1 | 0 | Update Install Status | Update Install Status | Update Install Status |  | 0 | 0 |  |  | 0 | 0 |  | 0
17 | [19 empty] | Update Install Status | [8 empty] | -LED- | [5 empty] | 1 | 0 | Update Install Status | Update Install Status | Update Install Status |  | 0 | 0 |  |  | 0 | 0 |  | 0
18 | [19 empty] | Update Install Status | [8 empty] | -LED- | [5 empty] | 1 | 0 | Update Install Status | Update Install Status | Update Install Status |  | 0 | 0 |  |  | 0 | 0 |  | 0
19 | [19 empty] | Update Install Status | [8 empty] | -LED- | [5 empty] | 1 | 0 | Update Install Status | Update Install Status | Update Install Status |  | 0 | 0 |  |  | 0 | 0 |  | 0
20 | [19 empty] | Update Install Status | [8 empty] | -LED- | [5 empty] | 1 | 0 | Update Install Status | Update Install Status | Update Install Status |  | 0 | 0 |  |  | 0 | 0 |  | 0
21 | [19 empty] | Update Install Status | [8 empty] | -LED- | [5 empty] | 1 | 0 | Update Install Status | Update Install Status | Update Install Status |  | 0 | 0 |  |  | 0 | 0 |  | 0
22 | [19 empty] | Update Install Status | [8 empty] | -LED- | [5 empty] | 1 | 0 | Update Install Status | Update Install Status | Update Install Status |  | 0 | 0 |  |  | 0 | 0 |  | 0
23 | [19 empty] | Update Install Status | [8 empty] | -LED- | [5 empty] | 1 | 0 | Update Install Status | Update Install Status | Update Install Status |  | 0 | 0 |  |  | 0 | 0 |  | 0
24 | [19 empty] | Update Install Status | [8 empty] | -LED- | [5 empty] | 1 | 0 | Update Install Status | Update Install Status | Update Install Status |  | 0 | 0 |  |  | 0 | 0 |  | 0
25 | [19 empty] | Update Install Status | [8 empty] | -LED- | [5 empty] | 1 | 0 | Update Install Status | Update Install Status | Update Install Status |  | 0 | 0 |  |  | 0 | 0 |  | 0
26 | [19 empty] | Update Install Status | [8 empty] | -LED- | [5 empty] | 1 | 0 | Update Install Status | Update Install Status | Update Install Status |  | 0 | 0 |  |  | 0 | 0 |  | 0
27 | [19 empty] | Update Install Status | [8 empty] | -LED- | [5 empty] | 1 | 0 | Update Install Status | Update Install Status | Update Install Status |  | 0 | 0 |  |  | 0 | 0 |  | 0
28 | [19 empty] | Update Install Status | [8 empty] | -LED- | [5 empty] | 1 | 0 | Update Install Status | Update Install Status | Update Install Status |  | 0 | 0 |  |  | 0 | 0 |  | 0
29 | [19 empty] | Update Install Status | [8 empty] | -LED- | [5 empty] | 1 | 0 | Update Install Status | Update Install Status | Update Install Status |  | 0 | 0 |  |  | 0 | 0 |  | 0
30 | [19 empty] | Update Install Status | [8 empty] | -LED- | [5 empty] | 1 | 0 | Update Install Status | Update Install Status | Update Install Status |  | 0 | 0 |  |  | 0 | 0 |  | 0
| Lighting Type | Existing Qty. | Nominal Watt (W) | Fixture Watt (W) | New Lighting Type |  | Efficient Model |  | LED Fixt. Qty. |  | Fixture Watt (W) | Location Detail |  | Hours per Year | Lamp Life (hrs) | Material Cost | Labor Cost | Estimated kWh Savings |  | Total Incentive |  |  | Measure Cost | Deemed kW | Base kWh | Efficient kWh | Existing Watts | Efficient Watts | Measure Validator | Measure Number | Rate | Incentive | Status | Capped | HCIF | Eligible Bonus | Actual Bonus | SBDI/Std Incent | Final Std Incentive | Incentive Capped | Cumulative SBDI | Incentive Balance | Stand. Incentive | SBDI Incentive | Remainder Qty | Remainder Inc | Adjusted SBDI | Adj Cum SBDI | Total Adj SBDI
Incentive
32
33
34
35
36
37
38
39
40
41
42
43
44
45
46
47
48
49
50
51
52
53
54
55
56
57
58
59
60
61
62
63
64
65
66
67
68
69
70
71
72
73
74
75
76
77
78
79
80
81
82
83
84
85
86
87
88
89
90
91
Ameren Missouri BizSavers Program | [22 empty] | 0 | 0 | [11 empty] | 0 | 0 | 0 |  |  | 0 | 0 | 0 | 0 |  | 0 | 0 | 0
Toll-Free 866-941-7299
info@bizsavers.ameren.com | [10 empty] | Custom and Standard v9.0.2 | [10 empty] | Product of TRC Companies
START
PROJECT INFORMATION
LIGHTING MEASURES
STANDARD MEASURES
CUSTOM MEASURES
APPLICATION REVIEW
FORM7
Interior Linear-LED or Redesign
Interior Fast Track Linear-LED
Interior HID to LED
Exit Signs
Occupancy Sensors
Custom Lighting
New Load - Lighting Power Density Baseline
New Load - LPD-Exempt Baseline
FORM7
FORM7
Standard Measure List and Incentives
CLICK HERE to update install status.
CLICK HERE to update install status.

## M03-S04 (hidden)
[17 empty] | Total Incentive |  | Application Status |  | Progress
[17 empty] | --- |  | Enter Measures |  | 0%
[23 empty] | Project # | 0
Exit Signs Summary
[8 empty] | Section Incentive |  | Section Cost |  |  | Section kWh Savings
[8 empty] | 0 |  | 0 |  |  | 0
0
CLICK HERE to update install status.
| Inefficient Lighting |  |  |  | LED Lighting | [10 empty] | Cost per Lamp |  | Savings and Incentive Summary
| Lighting Type | Lamp Type | Existing Qty. | Wattage (W) | LED Lamp/ Fixture Type |  | Efficient Model |  | LED Qty. | Wattage (W) |  | Location Detail |  | Hours per Year | Lamp Life (hrs) | Material Cost | Labor Cost | Estimated kWh Savings |  | Total Incentive |  |  | Measure Cost | kW Savings | Existing kWh | Efficient kWh | Existing Watts | Efficient Watts | Measure Validator | Measure Number | Incentive Rate | Incentive | Status | Capped | HCIF | Eligible Bonus | Actual Bonus | SBDI/Std Incent |  | Final Std Incentive | Incentive Capped | Cumulative SBDI | Incentive Balance | Stand. Incentive | SBDI Incentive | Remainder Qty | Remainder Inc | Adjusted SBDI | Adj Cum SBDI | Total Adj SBDI
[27 empty] | Base Watts | [13 empty] | Incentive
1 | [19 empty] | Update Install Status | [8 empty] | -LED | [5 empty] | 1 | 0 | Update Install Status | Update Install Status |  | Update Install Status |  | 0 | 0 |  |  | 0 | 0 |  | 0
2 | [19 empty] | Update Install Status | [8 empty] | -LED | [5 empty] | 1 | 0 | Update Install Status | Update Install Status |  | Update Install Status |  | 0 | 0 |  |  | 0 | 0 |  | 0
3 | [19 empty] | Update Install Status | [8 empty] | -LED | [5 empty] | 1 | 0 | Update Install Status | Update Install Status |  | Update Install Status |  | 0 | 0 |  |  | 0 | 0 |  | 0
4 | [19 empty] | Update Install Status | [8 empty] | -LED | [5 empty] | 1 | 0 | Update Install Status | Update Install Status |  | Update Install Status |  | 0 | 0 |  |  | 0 | 0 |  | 0
5 | [19 empty] | Update Install Status | [8 empty] | -LED | [5 empty] | 1 | 0 | Update Install Status | Update Install Status |  | Update Install Status |  | 0 | 0 |  |  | 0 | 0 |  | 0
6 | [19 empty] | Update Install Status | [8 empty] | -LED | [5 empty] | 1 | 0 | Update Install Status | Update Install Status |  | Update Install Status |  | 0 | 0 |  |  | 0 | 0 |  | 0
7 | [19 empty] | Update Install Status | [8 empty] | -LED | [5 empty] | 1 | 0 | Update Install Status | Update Install Status |  | Update Install Status |  | 0 | 0 |  |  | 0 | 0 |  | 0
8 | [19 empty] | Update Install Status | [8 empty] | -LED | [5 empty] | 1 | 0 | Update Install Status | Update Install Status |  | Update Install Status |  | 0 | 0 |  |  | 0 | 0 |  | 0
9 | [19 empty] | Update Install Status | [8 empty] | -LED | [5 empty] | 1 | 0 | Update Install Status | Update Install Status |  | Update Install Status |  | 0 | 0 |  |  | 0 | 0 |  | 0
10 | [19 empty] | Update Install Status | [8 empty] | -LED | [5 empty] | 1 | 0 | Update Install Status | Update Install Status |  | Update Install Status |  | 0 | 0 |  |  | 0 | 0 |  | 0
11 | [19 empty] | Update Install Status | [8 empty] | -LED | [5 empty] | 1 | 0 | Update Install Status | Update Install Status |  | Update Install Status |  | 0 | 0 |  |  | 0 | 0 |  | 0
12 | [19 empty] | Update Install Status | [8 empty] | -LED | [5 empty] | 1 | 0 | Update Install Status | Update Install Status |  | Update Install Status |  | 0 | 0 |  |  | 0 | 0 |  | 0
13 | [19 empty] | Update Install Status | [8 empty] | -LED | [5 empty] | 1 | 0 | Update Install Status | Update Install Status |  | Update Install Status |  | 0 | 0 |  |  | 0 | 0 |  | 0
14 | [19 empty] | Update Install Status | [8 empty] | -LED | [5 empty] | 1 | 0 | Update Install Status | Update Install Status |  | Update Install Status |  | 0 | 0 |  |  | 0 | 0 |  | 0
15 | [19 empty] | Update Install Status | [8 empty] | -LED | [5 empty] | 1 | 0 | Update Install Status | Update Install Status |  | Update Install Status |  | 0 | 0 |  |  | 0 | 0 |  | 0
16 | [19 empty] | Update Install Status | [8 empty] | -LED | [5 empty] | 1 | 0 | Update Install Status | Update Install Status |  | Update Install Status |  | 0 | 0 |  |  | 0 | 0 |  | 0
17 | [19 empty] | Update Install Status | [8 empty] | -LED | [5 empty] | 1 | 0 | Update Install Status | Update Install Status |  | Update Install Status |  | 0 | 0 |  |  | 0 | 0 |  | 0
18 | [19 empty] | Update Install Status | [8 empty] | -LED | [5 empty] | 1 | 0 | Update Install Status | Update Install Status |  | Update Install Status |  | 0 | 0 |  |  | 0 | 0 |  | 0
19 | [19 empty] | Update Install Status | [8 empty] | -LED | [5 empty] | 1 | 0 | Update Install Status | Update Install Status |  | Update Install Status |  | 0 | 0 |  |  | 0 | 0 |  | 0
20 | [19 empty] | Update Install Status | [8 empty] | -LED | [5 empty] | 1 | 0 | Update Install Status | Update Install Status |  | Update Install Status |  | 0 | 0 |  |  | 0 | 0 |  | 0
21 | [19 empty] | Update Install Status | [8 empty] | -LED | [5 empty] | 1 | 0 | Update Install Status | Update Install Status |  | Update Install Status |  | 0 | 0 |  |  | 0 | 0 |  | 0
22 | [19 empty] | Update Install Status | [8 empty] | -LED | [5 empty] | 1 | 0 | Update Install Status | Update Install Status |  | Update Install Status |  | 0 | 0 |  |  | 0 | 0 |  | 0
23 | [19 empty] | Update Install Status | [8 empty] | -LED | [5 empty] | 1 | 0 | Update Install Status | Update Install Status |  | Update Install Status |  | 0 | 0 |  |  | 0 | 0 |  | 0
24 | [19 empty] | Update Install Status | [8 empty] | -LED | [5 empty] | 1 | 0 | Update Install Status | Update Install Status |  | Update Install Status |  | 0 | 0 |  |  | 0 | 0 |  | 0
25 | [19 empty] | Update Install Status | [8 empty] | -LED | [5 empty] | 1 | 0 | Update Install Status | Update Install Status |  | Update Install Status |  | 0 | 0 |  |  | 0 | 0 |  | 0
26 | [19 empty] | Update Install Status | [8 empty] | -LED | [5 empty] | 1 | 0 | Update Install Status | Update Install Status |  | Update Install Status |  | 0 | 0 |  |  | 0 | 0 |  | 0
27 | [19 empty] | Update Install Status | [8 empty] | -LED | [5 empty] | 1 | 0 | Update Install Status | Update Install Status |  | Update Install Status |  | 0 | 0 |  |  | 0 | 0 |  | 0
28 | [19 empty] | Update Install Status | [8 empty] | -LED | [5 empty] | 1 | 0 | Update Install Status | Update Install Status |  | Update Install Status |  | 0 | 0 |  |  | 0 | 0 |  | 0
29 | [19 empty] | Update Install Status | [8 empty] | -LED | [5 empty] | 1 | 0 | Update Install Status | Update Install Status |  | Update Install Status |  | 0 | 0 |  |  | 0 | 0 |  | 0
30 | [19 empty] | Update Install Status | [8 empty] | -LED | [5 empty] | 1 | 0 | Update Install Status | Update Install Status |  | Update Install Status |  | 0 | 0 |  |  | 0 | 0 |  | 0
| Lighting Type | Lamp Type | Existing Qty. | Wattage (W) | Lamp Type |  | Efficient Model |  | LED Qty. | Wattage (W) |  | Location Detail |  | Hours per Year | Lamp Life (hrs) | Material Cost | Labor Cost | Estimated kWh Savings |  | Total Incentive |  |  | Measure Cost | kW Savings | Existing kWh | Efficient kWh | Existing Watts | Efficient Watts | Measure Validator | Measure Number | Incentive Rate | Incentive | Status | Capped | HCIF | Eligible Bonus | Actual Bonus | SBDI/Std Incent |  | Final Std Incentive | Incentive Capped | Cumulative SBDI | Incentive Balance | Stand. Incentive | SBDI Incentive | Remainder Qty | Remainder Inc | Adjusted SBDI | Adj Cum SBDI | Total Adj SBDI
[27 empty] | Base Watts | [13 empty] | Incentive
32
33
34
35
36
37
38
39
40
41
42
43
44
45
46
47
48
49
50
51
52
53
54
55
56
57
58
59
60
61
62
63
64
65
66
67
68
69
70
71
72
73
74
75
76
77
78
79
80
81
82
83
84
85
86
87
88
89
90
91
Ameren Missouri BizSavers Program | [22 empty] | 0 | 0 | [11 empty] | 0 | 0 | 0 |  |  |  | 0 | 0 | 0 | 0 |  | 0 | 0 | 0
Toll-Free 866-941-7299
info@bizsavers.ameren.com | [10 empty] | Custom and Standard v9.0.2 | [10 empty] | Product of TRC Companies | [16 empty] | Original Incentive
START
PROJECT INFORMATION
LIGHTING MEASURES
STANDARD MEASURES
CUSTOM MEASURES
APPLICATION REVIEW
FORM7
Interior Linear-LED or Redesign
Interior Fast Track Linear-LED
Interior HID to LED
Exit Signs
Occupancy Sensors
Custom Lighting
New Load - Lighting Power Density Baseline
New Load - LPD-Exempt Baseline
FORM7
FORM7
Standard Measure List and Incentives
CLICK HERE to update install status.
CLICK HERE to update install status.

## M03-S06 (hidden)
[13 empty] | Total Incentive |  |  | Application Status |  | Progress
[13 empty] | --- |  |  | Enter Measures |  | 0%
[20 empty] | Project # | 0
Occupancy Sensors Summary
CLICK HERE to update install status.
[5 empty] | Section Incentive | Section Cost |  |  | Section kWh Savings | [10 empty] | 0
[5 empty] | 0 | 0 |  |  | 0
| Measure | Inefficient Description or Condition | Sensor Qty | Controlled Wattage per Unit |  | Original Hours |  | Sensor Brand and Model |  | Installed Location | Total Costs |  |  | Incentive Rate | Estimated kWh Savings |  | Total Measure Incentive |  |  | Measure Cost | kW Savings | Existing kWh | Efficient kWh | Capped | HCIF | Eligible Bonus | Actual Bonus | SBDI/Std Incent | Final Std Incentive | Incentive Capped | Cumulative SBDI | Incentive Balance | Stand. Incentive | SBDI Incentive | Remainder Qty | Remainder Inc | Adjusted SBDI | Adj Cum SBDI | Total Adj SBDI
[11 empty] | Material | Labor | [17 empty] | Incentive
1 | [16 empty] | Update Install Status | [7 empty] | 1 | 0 | Update Install Status | Update Install Status | Update Install Status |  | 0 | 0 |  |  | 0 | 0 |  | 0
2 | [16 empty] | Update Install Status | [7 empty] | 1 | 0 | Update Install Status | Update Install Status | Update Install Status |  | 0 | 0 |  |  | 0 | 0 |  | 0
3 | [16 empty] | Update Install Status | [7 empty] | 1 | 0 | Update Install Status | Update Install Status | Update Install Status |  | 0 | 0 |  |  | 0 | 0 |  | 0
4 | [16 empty] | Update Install Status | [7 empty] | 1 | 0 | Update Install Status | Update Install Status | Update Install Status |  | 0 | 0 |  |  | 0 | 0 |  | 0
5 | [16 empty] | Update Install Status | [7 empty] | 1 | 0 | Update Install Status | Update Install Status | Update Install Status |  | 0 | 0 |  |  | 0 | 0 |  | 0
6 | [16 empty] | Update Install Status | [7 empty] | 1 | 0 | Update Install Status | Update Install Status | Update Install Status |  | 0 | 0 |  |  | 0 | 0 |  | 0
7 | [16 empty] | Update Install Status | [7 empty] | 1 | 0 | Update Install Status | Update Install Status | Update Install Status |  | 0 | 0 |  |  | 0 | 0 |  | 0
8 | [16 empty] | Update Install Status | [7 empty] | 1 | 0 | Update Install Status | Update Install Status | Update Install Status |  | 0 | 0 |  |  | 0 | 0 |  | 0
9 | [16 empty] | Update Install Status | [7 empty] | 1 | 0 | Update Install Status | Update Install Status | Update Install Status |  | 0 | 0 |  |  | 0 | 0 |  | 0
10 | [16 empty] | Update Install Status | [7 empty] | 1 | 0 | Update Install Status | Update Install Status | Update Install Status |  | 0 | 0 |  |  | 0 | 0 |  | 0
11
12
13
14
15
16
17
18
19
20
21
22
23
24
25
26
27
28
29
29
30
[20 empty] | Measure Cost | Deemed kW |  |  | Base kWh |  | Efficient kWh | Existing Watts | Efficient Watts
32
33
34
35
36
37
38
39
40
41
42
43
44
45
46
47
48
49
50
51
52
53
54
55
56
57
58
59
60
61
62
63
64
65
66
67
68
69
70
71
72
73
74
75
76
77
78
79
80
81
82
83
84
85
86
87
88
89
90
91
Ameren Missouri BizSavers Program | [19 empty] | 0 | 0 | 0 | 0 |  |  | 0 | 0 | 0 |  |  | 0 | 0 | 0 | 0 |  | 0 | 0 | 0
Toll-Free 866-941-7299
info@bizsavers.ameren.com | [6 empty] | Custom and Standard v9.0.2 | [11 empty] | Product of TRC Companies
START
PROJECT INFORMATION
LIGHTING MEASURES
STANDARD MEASURES
CUSTOM MEASURES
APPLICATION REVIEW
FORM7
Interior Linear-LED or Redesign
Interior Fast Track Linear-LED
Interior HID to LED
Exit Signs
Occupancy Sensors
Custom Lighting
New Load - Lighting Power Density Baseline
New Load - LPD-Exempt Baseline
FORM7
FORM7
Standard Measure List and Incentives
CLICK HERE to update install status.
CLICK HERE to update install status.

## M03-S05 (hidden)
[18 empty] | Total Incentive |  |  | Application Status |  | Progress
[18 empty] | --- |  |  | Enter Measures |  | 0%
15
[25 empty] | Project # | 0
[26 empty] | Standard | Custom | Project
[25 empty] | CB Ratio | NA | NA | NA
Custom Lighting Summary
[25 empty] | Payback | NA | NA | NA
[8 empty] | Section Incentive |  | Section Cost |  |  | Section kWh Savings | [11 empty] | *Assuming 12 year average EUL
[8 empty] | 0 |  | 0 |  |  | 0 | [11 empty] | CLICK HERE to update install status.
0
| Installed Location | Location Type | Existing Fixture Type | Description (Brand,Model) | Fixture Quantity |  | Input Watt | Hours per Year | New Fixture Type |  |  | Description (Brand,Model) |  | New Quantity | Input Watt | Lamp Life | Unit Cost |  |  | Total Cost |  | Incentive Result |  |  | CB Ratio | Deemed kW | Base kWh | Efficient kWh | Measure Number | Annual kWh Savings | Actual kW | Payback | Status | Ext. Cap Factor | Int Cap Factor | Capped | HCIF | Eligible Bonus | Actual Bonus | Original Incentive | $/kWh
[17 empty] | Material |  | Labor
1 |  | Interior | [19 empty] | Update Install Status | [10 empty] | Submit for Review | 0 | 0 |  | 1 | 0 | Update Install Status | Update Install Status
2 |  | Interior | [19 empty] | Update Install Status | [10 empty] | Submit for Review | 0 | 0 |  | 1 | 0 | Update Install Status | Update Install Status
3 |  | Interior | [19 empty] | Update Install Status | [10 empty] | Submit for Review | 0 | 0 |  | 1 | 0 | Update Install Status | Update Install Status
4 |  | Interior | [19 empty] | Update Install Status | [10 empty] | Submit for Review | 0 | 0 |  | 1 | 0 | Update Install Status | Update Install Status
5 |  | Interior | [19 empty] | Update Install Status | [10 empty] | Submit for Review | 0 | 0 |  | 1 | 0 | Update Install Status | Update Install Status
6 |  | Interior | [19 empty] | Update Install Status | [10 empty] | Submit for Review | 0 | 0 |  | 1 | 0 | Update Install Status | Update Install Status
7 |  | Interior | [19 empty] | Update Install Status | [10 empty] | Submit for Review | 0 | 0 |  | 1 | 0 | Update Install Status | Update Install Status
8 |  | Interior | [19 empty] | Update Install Status | [10 empty] | Submit for Review | 0 | 0 |  | 1 | 0 | Update Install Status | Update Install Status
9 |  | Interior | [19 empty] | Update Install Status | [10 empty] | Submit for Review | 0 | 0 |  | 1 | 0 | Update Install Status | Update Install Status
10 |  | Interior | [19 empty] | Update Install Status | [10 empty] | Submit for Review | 0 | 0 |  | 1 | 0 | Update Install Status | Update Install Status
11 |  | Interior | [19 empty] | Update Install Status | [10 empty] | Submit for Review | 0 | 0 |  | 1 | 0 | Update Install Status | Update Install Status
12 |  | Interior | [19 empty] | Update Install Status | [10 empty] | Submit for Review | 0 | 0 |  | 1 | 0 | Update Install Status | Update Install Status
13 |  | Interior | [19 empty] | Update Install Status | [10 empty] | Submit for Review | 0 | 0 |  | 1 | 0 | Update Install Status | Update Install Status
14 |  | Interior | [19 empty] | Update Install Status | [10 empty] | Submit for Review | 0 | 0 |  | 1 | 0 | Update Install Status | Update Install Status
15 |  | Interior | [19 empty] | Update Install Status | [10 empty] | Submit for Review | 0 | 0 |  | 1 | 0 | Update Install Status | Update Install Status
16 |  | Interior | [19 empty] | Update Install Status | [10 empty] | Submit for Review | 0 | 0 |  | 1 | 0 | Update Install Status | Update Install Status
17 |  | Interior | [19 empty] | Update Install Status | [10 empty] | Submit for Review | 0 | 0 |  | 1 | 0 | Update Install Status | Update Install Status
18 |  | Interior | [19 empty] | Update Install Status | [10 empty] | Submit for Review | 0 | 0 |  | 1 | 0 | Update Install Status | Update Install Status
19 |  | Interior | [19 empty] | Update Install Status | [10 empty] | Submit for Review | 0 | 0 |  | 1 | 0 | Update Install Status | Update Install Status
20 |  | Interior | [19 empty] | Update Install Status | [10 empty] | Submit for Review | 0 | 0 |  | 1 | 0 | Update Install Status | Update Install Status
21 |  | Interior | [19 empty] | Update Install Status | [10 empty] | Submit for Review | 0 | 0 |  | 1 | 0 | Update Install Status | Update Install Status
22 |  | Interior | [19 empty] | Update Install Status | [10 empty] | Submit for Review | 0 | 0 |  | 1 | 0 | Update Install Status | Update Install Status
23 |  | Interior | [19 empty] | Update Install Status | [10 empty] | Submit for Review | 0 | 0 |  | 1 | 0 | Update Install Status | Update Install Status
24 |  | Interior | [19 empty] | Update Install Status | [10 empty] | Submit for Review | 0 | 0 |  | 1 | 0 | Update Install Status | Update Install Status
25 |  | Interior | [19 empty] | Update Install Status | [10 empty] | Submit for Review | 0 | 0 |  | 1 | 0 | Update Install Status | Update Install Status
26 |  | Interior | [19 empty] | Update Install Status | [10 empty] | Submit for Review | 0 | 0 |  | 1 | 0 | Update Install Status | Update Install Status
27 |  | Interior | [19 empty] | Update Install Status | [10 empty] | Submit for Review | 0 | 0 |  | 1 | 0 | Update Install Status | Update Install Status
28 |  | Interior | [19 empty] | Update Install Status | [10 empty] | Submit for Review | 0 | 0 |  | 1 | 0 | Update Install Status | Update Install Status
29 |  | Interior | [19 empty] | Update Install Status | [10 empty] | Submit for Review | 0 | 0 |  | 1 | 0 | Update Install Status | Update Install Status
30 |  | Interior | [19 empty] | Update Install Status | [10 empty] | Submit for Review | 0 | 0 |  | 1 | 0 | Update Install Status | Update Install Status
| Installed Location | Location Type | Existing Fixture Type | Description (Brand,Model) | Fixture Quantity |  | Input Watt | Hours per Year | New Fixture Type |  |  | Description (Brand,Model) |  | New Quantity | Input Watt | Lamp Life | Unit Cost |  |  | Total Cost |  | Incentive Result |  |  | CB Ratio | Deemed kW | Base kWh | Efficient kWh | Measure Number | Annual kWh Savings | Actual kW | Payback | Status | Ext. Cap Factor | Int Cap Factor | Capped | HCIF | Eligible Bonus | Actual Bonus | Original Incentive | $/ kWh
[17 empty] | Material |  | Labor
32
33
34
35
36
37
38
39
40
41
42
43
44
45
46
47
48
49
50
51
52
53
54
55
56
57
58
59
60
61
62
63
64
65
66
67
68
69
70
71
72
73
74
75
76
77
78
79
80
81
82
83
84
85
86
87
88
89
90
91
92
Ameren Missouri BizSavers Program | [25 empty] | 0 | [11 empty] | 0 | 0 | 0
Toll-Free 866-941-7299
info@bizsavers.ameren.com | [10 empty] | Custom and Standard v9.0.2 | [12 empty] | Product of TRC Companies
START
PROJECT INFORMATION
LIGHTING MEASURES
STANDARD MEASURES
CUSTOM MEASURES
APPLICATION REVIEW
FORM7
Interior Linear-LED or Redesign
Interior Fast Track Linear-LED
Interior HID to LED
Exit Signs
Occupancy Sensors
Custom Lighting
New Load - Lighting Power Density Baseline
New Load - LPD-Exempt Baseline
FORM7
FORM7
CLICK HERE to update install status.

## M03-S07
[18 empty] | Total Incentive | Application Status | Progress
[18 empty] | --- | Enter Measures | 0%
15
[24 empty] | Project # | 0
[25 empty] | Standard | Custom | Project
[24 empty] | CB Ratio | NA | NA | NA
New Load - Lighting Power Density Summary
[24 empty] | Payback | NA | NA | NA
[9 empty] | Section Incentive |  | Section Cost |  |  |  | Section kWh Savings | [8 empty] | *Assuming 12 year average EUL
[9 empty] | Update Install Status |  | 0 |  |  |  | 0 | [8 empty] | CLICK HERE to update install status.
0
[7 empty] | Lighting Power Density measures are for new load only. Supporting documentation showing the design is suitable for the space should be submitted to qualify | [14 empty] | Payback | Max Incentive | Measure Cost | kW Savings | Existing kWh | Efficient kWh | kWh Savings | CB Ratio | Payback | Status
[23 empty] | Update Install Status | 0 | 0 | 0 | 0
[9 empty] | Building Area 1 | [13 empty] | Update Install Status | 0 | 0 | 0 | 0
[23 empty] | Update Install Status | 0 | 0 | 0 | 0
| Code Baseline |  |  | Building Type |  |  |  | Baseline LPD (Watts/ Sq Ft) |  |  |  |  | Square Footage |  |  |  | Total Material Cost |  | Total Labor Cost
[22 empty] | Sums | 0 | 0 | 0 | 0 | 0 | 0
Check here if the space will be unconditioned
[18 empty] | Potential Incentive for Area |  |  |  | Actual Incentive (Capped) | 0 | 0 | 0 | 0 | 0 | 0
|  |  | Baseline Wattage |  |  | Efficient Wattage |  |  |  | Wattage Savings | [5 empty] | kWh Savings
Update Install Status
[28 empty] | HCIF | FALSE
[22 empty] | Space 1 | [5 empty] | 1
|  |  | Efficient Fixture Type |  |  | Efficient Model (Plan Type) |  |  |  | Lamp Life (hours) |  |  |  | Qty Installed |  | Input Watt | Hours per Year | Total Efficient Watts |  |  |  | Payback | CB Ratio |  | kW Savings | Existing kWh | Efficient kWh | kWh Savings
|  | 1 | [25 empty] | 0
|  | 2 | [25 empty] | 0
|  | 3 | [25 empty] | 0
|  | 4 | [25 empty] | 0
|  | 5 | [25 empty] | 0
|  | 6 | [25 empty] | 0
|  | 7 | [25 empty] | 0
|  | 8 | [25 empty] | 0
|  | 9 | [25 empty] | 0
|  | 10 | [25 empty] | 0
|  | 11 | [25 empty] | 0
|  | 12 | [25 empty] | 0
|  | 13 | [25 empty] | 0
|  | 14 | [25 empty] | 0
|  | 15 | [25 empty] | 0
|  | 16 | [25 empty] | 0
|  | 17 | [25 empty] | 0
|  | 18 | [25 empty] | 0
|  | 19 | [25 empty] | 0
|  | 20 | [25 empty] | 0
[24 empty] | 0 | 0 | 0 | 0 | 0
Building Area 2
| Code Baseline |  |  | Building Type |  |  |  | Baseline LPD (Watts/ Sq Ft) |  |  |  |  | Square Footage |  |  |  | Total Material Cost |  | Total Labor Cost
Check here if the space will be unconditioned
Potential Incentive for Area
|  |  | Baseline Wattage |  |  | Efficient Wattage |  |  |  | Wattage Savings | [5 empty] | kWh Savings
Update Install Status
[28 empty] | HCIF | FALSE
[22 empty] | Space 2 | [5 empty] | 1
|  |  | Efficient Fixture Type |  |  | Efficient Model (Plan Type) |  |  |  | Lamp Life (hours) |  |  |  | Qty Installed |  | Input Watt | Hours per Year | Total Efficient Watts |  |  |  | Payback | CB Ratio |  | kW Savings | Existing kWh | Efficient kWh | kWh Savings
|  | 1 | [25 empty] | 0
|  | 2 | [25 empty] | 0
|  | 3 | [25 empty] | 0
|  | 4 | [25 empty] | 0
|  | 5 | [25 empty] | 0
|  | 6 | [25 empty] | 0
|  | 7 | [25 empty] | 0
|  | 8 | [25 empty] | 0
|  | 9 | [25 empty] | 0
|  | 10 | [25 empty] | 0
|  | 11 | [25 empty] | 0
|  | 12 | [25 empty] | 0
|  | 13 | [25 empty] | 0
|  | 14 | [25 empty] | 0
|  | 15 | [25 empty] | 0
|  | 16 | [25 empty] | 0
|  | 17 | [25 empty] | 0
|  | 18 | [25 empty] | 0
|  | 19 | [25 empty] | 0
|  | 20 | [25 empty] | 0
[24 empty] | 0 | 0 | 0 | 0 | 0 | 0
Building Area 3
| Code Baseline |  |  | Building Type |  |  |  | Baseline LPD (Watts/ Sq Ft) |  |  |  |  | Square Footage |  |  |  | Total Material Cost |  | Total Labor Cost
Check here if the space will be unconditioned
Potential Incentive for Area
|  |  | Baseline Wattage |  |  | Efficient Wattage |  |  |  | Wattage Savings | [5 empty] | kWh Savings
Update Install Status
[28 empty] | HCIF | FALSE
[22 empty] | Space 2 | [5 empty] | 1
|  |  | Efficient Fixture Type |  |  | Efficient Model (Plan Type) |  |  |  | Lamp Life (hours) |  |  |  | Qty Installed |  | Input Watt | Hours per Year | Total Efficient Watts |  |  |  | Payback | CB Ratio |  | kW Savings | Existing kWh | Efficient kWh | kWh Savings
|  | 1 | [25 empty] | 0
|  | 2 | [25 empty] | 0
|  | 3 | [25 empty] | 0
|  | 4 | [25 empty] | 0
|  | 5 | [25 empty] | 0
|  | 6 | [25 empty] | 0
|  | 7 | [25 empty] | 0
|  | 8 | [25 empty] | 0
|  | 9 | [25 empty] | 0
|  | 10 | [25 empty] | 0
|  | 11 | [25 empty] | 0
|  | 12 | [25 empty] | 0
|  | 13 | [25 empty] | 0
|  | 14 | [25 empty] | 0
|  | 15 | [25 empty] | 0
|  | 16 | [25 empty] | 0
|  | 17 | [25 empty] | 0
|  | 18 | [25 empty] | 0
|  | 19 | [25 empty] | 0
|  | 20 | [25 empty] | 0
[24 empty] | 0 | 0 | 0 | 0 | 0 | 0
Ameren Missouri BizSavers Program
Toll-Free 866-941-7299
info@bizsavers.ameren.com | [11 empty] | Custom and Standard v9.0.2 | [8 empty] | Product of TRC Companies
START
PROJECT INFORMATION
LIGHTING MEASURES
STANDARD MEASURES
CUSTOM MEASURES
APPLICATION REVIEW
FORM7
Interior Linear-LED or Redesign
Interior Fast Track Linear-LED
Interior HID to LED
Exit Signs
Occupancy Sensors
Custom Lighting
New Load - Lighting Power Density Baseline
New Load - LPD-Exempt Baseline
FORM7
FORM7
CLICK HERE to update install status.

## M03-S08 (hidden)
[21 empty] | Total Incentive |  | Application Status |  |  | Progress
[21 empty] | --- |  | Enter Measures |  |  | 0%
15
[30 empty] | Project # | 0
[31 empty] | Standard | Custom | Project
[30 empty] | CB Ratio | NA | NA | NA
New Load - LPD-Exempt Baseline
[30 empty] | Payback | NA | NA | NA
[10 empty] | Section Incentive |  | Section Cost |  |  | Section kWh Savings | [14 empty] | *Assuming 12 year average EUL
[10 empty] | Update Install Status |  | 0 |  |  | 0 | [14 empty] | CLICK HERE to update install status.
0
These measures use available fixtures on the market for the baseline and are for new load only. Supporting documentation showing the design is suitable for the space should be submitted to qualify
[28 empty] | Space 1 | Space 2
[28 empty] | FALSE | FALSE
| Inefficient Lighting | [7 empty] | LED Lighting | [10 empty] | Total Cost |  | Savings and Incentive Summary | [9 empty] | Actual
| Type |  | Existing Fixture | Existing Detail | Existing Qty |  | Fixture Watt (W) |  | New Lighting Type | Efficient Model | LED Fixt. Qty |  | Lamps per Fixt. | Fixture Watt (W) |  | Location Detail |  | Hours per Year |  | Material Cost | Labor Cost | Incentive Rate | Estimated kWh Savings |  | Max Possible Incentive |  |  | Measure Cost | kW Savings | Existing kWh | Efficient kWh | Existing Watts | Efficient Watts | Measure Validator | Measure Number | Incentive Rate | Incentive | Status | Capped | HCIF | CB | Payback
[32 empty] | Base Watts | [7 empty] | HCIF | CB | Payback
| New Load |  | Space 1 Redesign | Complete Worksheet |  |  |  |  | Efficient Redesign | Complete Worksheet | [14 empty] | Update Install Status | [11 empty] | 0 |  |  | 1
| New Load |  | Space 2 Redesign | Complete Worksheet |  |  |  |  | Efficient Redesign | Complete Worksheet | [14 empty] | Update Install Status | [11 empty] | 0 |  |  | 1
[10 empty] | Building Area 1 | [13 empty] | Total Cost for Building Area
|  | Space Description |  | Hours per Year | Location Type |  |  | Baseline Fixture Type |  | Description (Brand,Model) | Fixture Quantity |  | Input Watt | New Fixture Type |  |  | Lamp Life (hours) |  | Description (Brand,Model) |  | New Quantity | Input Watt |  | Material Cost | Labor Cost
Interior
Interior
Check here if the space will be unconditioned
Interior
Interior
Interior
Interior
Interior
Interior
Interior
Interior
[13 empty] | 0 | [8 empty] | 0
[10 empty] | Building Area 2 | [13 empty] | Total Cost for Building Area
|  | Space Description |  | Hours per Year | Location Type |  |  | Baseline Fixture Type |  | Description (Brand,Model) | Fixture Quantity |  | Input Watt | New Fixture Type |  |  | Lamp Life (hours) |  | Description (Brand,Model) |  | New Quantity | Input Watt |  | Material Cost | Labor Cost
Interior
Interior
Check here if the space will be unconditioned
Interior
Interior
Interior
Interior
Interior
Interior
Interior
Interior
[13 empty] | 0 | [8 empty] | 0 | [5 empty] | Measure Cost | kW Savings | Existing kWh | Efficient kWh | Existing Watts | Efficient Watts | Measure Validator | Measure Number | Incentive Rate | Incentive | Status | Capped | HCIF | CB | Payback
Base Watts
Ameren Missouri BizSavers Program | [27 empty] | 0 | 0 | 0 | 0 | 0 | 0 | [7 empty] | 0
Toll-Free 866-941-7299
info@bizsavers.ameren.com | [12 empty] | Custom and Standard v9.0.2 | [13 empty] | Product of TRC Companies
START
PROJECT INFORMATION
LIGHTING MEASURES
STANDARD MEASURES
CUSTOM MEASURES
APPLICATION REVIEW
FORM7
Interior Linear-LED or Redesign
Interior Fast Track Linear-LED
Interior HID to LED
Exit Signs
Occupancy Sensors
Custom Lighting
New Load - Lighting Power Density Baseline
New Load - LPD-Exempt Baseline
FORM7
FORM7
CLICK HERE to update install status.

## M04-S01
[15 empty] | Total Incentive |  | Application Status |  | Progress
[15 empty] | --- |  | Enter Measures |  | 0%
[21 empty] | Project # | 0
#N/A
#N/A
|  |  |  | HVAC Equipment Summary | [20 empty] | =INDEX(PMEHVACEFFMIN,MATCH(C24,PMEHVACMEAS,0))
=INDEX(PMEHVACEFFMIN,MATCH(C20,PMEHVACMEAS,0))
[6 empty] | Section Incentive |  |  | Section Cost |  |  | Section kWh Savings
[6 empty] | 0 |  |  | 0 |  |  | 0 | [8 empty] | CLICK HERE to update install status.
0
| Measure | Inefficient Equipment Description or Condition | New Efficiency |  | Net Cooling Capacity |  |  | Qty |  | Unit of Measure | Efficient Brand and Model |  | Installed Location | Total Costs |  | Incentive Rate | Estimated kWh Savings | Total Measure Incentive |  |  | Actual Cost | kW Savings | Capped | Eligible Bonus | Actual Bonus | SBDI/Std Incent | $/kWh | Increm. Cost | Actual kWh | Final Std Incentive | Incentive Capped | Cumulative SBDI | Incentive Balance | Stand. Incentive | SBDI Incentive | Remainder Qty | Remainder Inc | Adjusted SBDI | Adj Cum SBDI | Total Adj SBDI
[14 empty] | Total Material Cost | Labor | [15 empty] | Incentive
1 | [6 empty] | Tons | [10 empty] | Update Install Status | [5 empty] | 0 | Update Install Status | Update Install Status |  |  |  | Update Install Status |  | 0 | 0 |  |  | 0 | 0 | 0 | 0
2 | [6 empty] | Tons | [10 empty] | Update Install Status | [5 empty] | 0 | Update Install Status | Update Install Status |  |  |  | Update Install Status |  | 0 | 0 |  |  | 0 | 0 | 0 | 0
3 | [6 empty] | Tons | [10 empty] | Update Install Status | [5 empty] | 0 | Update Install Status | Update Install Status |  |  |  | Update Install Status |  | 0 | 0 |  |  | 0 | 0 | 0 | 0
4 | [6 empty] | Tons | [10 empty] | Update Install Status | [5 empty] | 0 | Update Install Status | Update Install Status |  |  |  | Update Install Status |  | 0 | 0 |  |  | 0 | 0 | 0 | 0
5 | [6 empty] | Tons | [10 empty] | Update Install Status | [5 empty] | 0 | Update Install Status | Update Install Status |  |  |  | Update Install Status |  | 0 | 0 |  |  | 0 | 0 | 0 | 0
6 | [6 empty] | Tons | [10 empty] | Update Install Status | [5 empty] | 0 | Update Install Status | Update Install Status |  |  |  | Update Install Status |  | 0 | 0 |  |  | 0 | 0 | 0 | 0
7 | [6 empty] | Tons | [10 empty] | Update Install Status | [5 empty] | 0 | Update Install Status | Update Install Status |  |  |  | Update Install Status |  | 0 | 0 |  |  | 0 | 0 | 0 | 0
8 | [6 empty] | Tons | [10 empty] | Update Install Status | [5 empty] | 0 | Update Install Status | Update Install Status |  |  |  | Update Install Status |  | 0 | 0 |  |  | 0 | 0 | 0 | 0
9 | [6 empty] | Tons | [10 empty] | Update Install Status | [5 empty] | 0 | Update Install Status | Update Install Status |  |  |  | Update Install Status |  | 0 | 0 |  |  | 0 | 0 | 0 | 0
10 | [6 empty] | Tons | [10 empty] | Update Install Status | [5 empty] | 0 | Update Install Status | Update Install Status |  |  |  | Update Install Status |  | 0 | 0 |  |  | 0 | 0 | 0 | 0
11
12
13
14
15
16
17
18
19
20
21
22
23
24
25
26
27
28
29
30
31
32
33
34
35
36
37
38
39
40
41
42
43
44
45
46
47
48
49
50
51
52
53
54
55
56
57
58
59
60
61
62
63
64
65
66
67
68
69
70
71
72
73
74
75
76
77
78
79
80
81
82
83
84
85
86
87
88
89
90
91
92
Ameren Missouri BizSavers Program | [20 empty] | 0 | 0 |  | 0 | 0 | 0 |  | 0 | 0 |  |  | 0 | 0 | 0 | 0 |  | 0 | 0 | 0
Toll-Free 866-941-7299
info@bizsavers.ameren.com | [9 empty] | Custom and Standard v9.0.2 | [9 empty] | Product of TRC Companies
New Load - LPD-Exempt Baseline
START
PROJECT INFORMATION
LIGHTING MEASURES
STANDARD MEASURES
CUSTOM MEASURES
APPLICATION REVIEW
FORM7
HVAC Equipment
Refrigeration
Commercial Cooking
Water Heating
VFDs
Compressed Air
High Volume, Low Speed Fans
FORM7
FORM7
Standard Measure List and Incentives
CLICK HERE to update install status.

## M04-S02
[13 empty] | Total Incentive |  |  | Application Status |  | Progress
[13 empty] | --- |  |  | Enter Measures |  | 0%
[20 empty] | Project # | 0
Refrigeration Summary
|  |  |  | Section Incentive |  | Section Cost |  |  | Section kWh Savings
|  |  |  | 0 |  | 0 |  |  | 0 | [10 empty] | CLICK HERE to update install status.
0
| Standard Measure | Inefficient Equipment Description or Condition |  |  | Unit of Measure | Quantity |  | Efficient Brand and Model |  | Installed Location | Total Costs |  |  | Incentive Rate | Estimated kWh Savings |  | Total Measure Incentive |  |  | Actual Cost | kW Savings | Capped | $/kWh | Increm. Cost | Final Std Incentive | Incentive Capped | SBDI Cumulative | Incentive Balance | Stand. Incentive | SBDI Incentive | Remainder Qty | Remainder Inc | Adjusted SBDI | Adj Cum SBDI | Total Adj SBDI
[11 empty] | Material | Labor | [13 empty] | Incentive
1 | [16 empty] | Update Install Status | [7 empty] | Update Install Status |  | 0 | 0 |  |  | 0 | 0 | 0 | 0
2 | [16 empty] | Update Install Status | [7 empty] | Update Install Status |  | 0 | 0 |  |  | 0 | 0 | 0 | 0
3 | [16 empty] | Update Install Status | [7 empty] | Update Install Status |  | 0 | 0 |  |  | 0 | 0 | 0 | 0
4 | [16 empty] | Update Install Status | [7 empty] | Update Install Status |  | 0 | 0 |  |  | 0 | 0 | 0 | 0
5 | [16 empty] | Update Install Status | [7 empty] | Update Install Status |  | 0 | 0 |  |  | 0 | 0 | 0 | 0
6 | [16 empty] | Update Install Status | [7 empty] | Update Install Status |  | 0 | 0 |  |  | 0 | 0 | 0 | 0
7 | [16 empty] | Update Install Status | [7 empty] | Update Install Status |  | 0 | 0 |  |  | 0 | 0 | 0 | 0
8 | [16 empty] | Update Install Status | [7 empty] | Update Install Status |  | 0 | 0 |  |  | 0 | 0 | 0 | 0
9 | [16 empty] | Update Install Status | [7 empty] | Update Install Status |  | 0 | 0 |  |  | 0 | 0 | 0 | 0
10 | [16 empty] | Update Install Status | [7 empty] | Update Install Status |  | 0 | 0 |  |  | 0 | 0 | 0 | 0
11
12
13
14
15
16
17
18
19
20
21
22
23
24
25
26
27
28
29
30
31
32
33
34
35
36
37
38
39
40
41
42
43
44
45
46
47
48
49
50
51
52
53
54
55
56
57
58
59
60
61
62
63
64
65
66
67
68
69
70
71
72
73
74
75
76
77
78
79
80
81
82
83
84
85
86
87
88
89
90
91
92
Ameren Missouri BizSavers Program | [19 empty] | 0 | 0 |  |  | 0 |  |  | 0 | 0 | 0 | 0 |  | 0 | 0 | 0
Toll-Free 866-941-7299
info@bizsavers.ameren.com | [6 empty] | Custom and Standard v9.0.2 | [11 empty] | Product of TRC Companies
New Load - LPD-Exempt Baseline
START
PROJECT INFORMATION
LIGHTING MEASURES
STANDARD MEASURES
CUSTOM MEASURES
APPLICATION REVIEW
FORM7
HVAC Equipment
Refrigeration
Commercial Cooking
Water Heating
VFDs
Compressed Air
High Volume, Low Speed Fans
FORM7
FORM7
Standard Measure List and Incentives
CLICK HERE to update install status.

## M04-S03
[12 empty] | Total Incentive |  |  | Application Status |  | Progress
[12 empty] | --- |  |  | Enter Measures |  | 0%
[19 empty] | Project # | 0
Commercial Cooking Summary
|  |  |  | Section Incentive | Section Cost |  |  | Section kWh Savings
|  |  |  | 0 | 0 |  |  | 0 | [10 empty] | CLICK HERE to update install status.
0
| Standard Measure | Inefficient Equipment Description |  |  | Number Installed |  | Efficient Brand and Model |  | Installed Location | Total Costs |  |  | Incentive Rate | Estimated kWh Savings |  | Total Measure Incentive |  |  | Measure Cost | kW Savings | Capped | $/kWh | Increm. Cost | Final Std Incentive | Incentive Capped | SBDI Cumulative | Incentive Balance | Stand. Incentive | SBDI Incentive | Remainder Qty | Remainder Inc | Adjusted SBDI | Adj Cum SBDI | Total Adj SBDI
[10 empty] | Material | Labor | [13 empty] | Incentive
1 | [15 empty] | Update Install Status | [7 empty] | Update Install Status |  | 0 | 0 |  |  | 0 | 0 | 0 | 0
2 | [15 empty] | Update Install Status | [7 empty] | Update Install Status |  | 0 | 0 |  |  | 0 | 0 | 0 | 0
3 | [15 empty] | Update Install Status | [7 empty] | Update Install Status |  | 0 | 0 |  |  | 0 | 0 | 0 | 0
4 | [15 empty] | Update Install Status | [7 empty] | Update Install Status |  | 0 | 0 |  |  | 0 | 0 | 0 | 0
5 | [15 empty] | Update Install Status | [7 empty] | Update Install Status |  | 0 | 0 |  |  | 0 | 0 | 0 | 0
6 | [15 empty] | Update Install Status | [7 empty] | Update Install Status |  | 0 | 0 |  |  | 0 | 0 | 0 | 0
7 | [15 empty] | Update Install Status | [7 empty] | Update Install Status |  | 0 | 0 |  |  | 0 | 0 | 0 | 0
8 | [15 empty] | Update Install Status | [7 empty] | Update Install Status |  | 0 | 0 |  |  | 0 | 0 | 0 | 0
9 | [15 empty] | Update Install Status | [7 empty] | Update Install Status |  | 0 | 0 |  |  | 0 | 0 | 0 | 0
10 | [15 empty] | Update Install Status | [7 empty] | Update Install Status |  | 0 | 0 |  |  | 0 | 0 | 0 | 0
11
12
13
14
15
16
17
18
19
20
21
22
23
24
25
26
27
28
29
30
31
32
33
34
35
36
37
38
39
40
41
42
43
44
45
46
47
48
49
50
51
52
53
54
55
56
57
58
59
60
61
62
63
64
65
66
67
68
69
70
71
72
73
74
75
76
77
78
79
80
81
82
83
84
85
86
87
88
89
90
91
92
Ameren Missouri BizSavers Program | [18 empty] | 0 | 0 |  |  | 0 |  |  | 0 | 0 | 0 | 0 |  | 0 | 0 | 0
Toll-Free 866-941-7299
info@bizsavers.ameren.com | [5 empty] | Custom and Standard v9.0.2 | [11 empty] | Product of TRC Companies
New Load - LPD-Exempt Baseline
START
PROJECT INFORMATION
LIGHTING MEASURES
STANDARD MEASURES
CUSTOM MEASURES
APPLICATION REVIEW
FORM7
HVAC Equipment
Refrigeration
Commercial Cooking
Water Heating
VFDs
Compressed Air
High Volume, Low Speed Fans
FORM7
FORM7
Standard Measure List and Incentives
CLICK HERE to update install status.

## M04-S04
[13 empty] | Total Incentive |  |  | Application Status |  | Progress
[13 empty] | --- |  |  | Enter Measures |  | 0%
[20 empty] | Project # | 0
Water Heating Summary
|  |  |  | Section Incentive |  | Section Cost |  |  | Section kWh Saving
|  |  |  | 0 |  | 0 |  |  | 0 | [10 empty] | CLICK HERE to update install status.
0
| Standard Measure | Inefficient Equipment Description or Condition |  |  | Unit of Measure | Quantity |  | Efficient Brand and Model |  | Installed Location | Total Costs |  |  | Incentive Rate | Estimated kWh Savings |  | Total Measure Incentive |  |  | Actual Cost | kW Savings | Capped | $/kWh | Increm. Cost
[11 empty] | Material | Labor
1 | [16 empty] | Update Install Status
2 | [16 empty] | Update Install Status
3 | [16 empty] | Update Install Status
4 | [16 empty] | Update Install Status
5 | [16 empty] | Update Install Status
6 | [16 empty] | Update Install Status
7 | [16 empty] | Update Install Status
8 | [16 empty] | Update Install Status
9 | [16 empty] | Update Install Status
10 | [16 empty] | Update Install Status
11
12
13
14
15
16
17
18
19
20
21
22
23
24
25
26
27
28
29
30
31
32
33
34
35
36
37
38
39
40
41
42
43
44
45
46
47
48
49
50
51
52
53
54
55
56
57
58
59
60
61
62
63
64
65
66
67
68
69
70
71
72
73
74
75
76
77
78
79
80
81
82
83
84
85
86
87
88
89
90
91
92
Ameren Missouri BizSavers Program | [19 empty] | 0 | 0 |  |  | 0
Toll-Free 866-941-7299
info@bizsavers.ameren.com | [6 empty] | Custom and Standard v9.0.2 | [11 empty] | Product of TRC Companies
New Load - LPD-Exempt Baseline
START
PROJECT INFORMATION
LIGHTING MEASURES
STANDARD MEASURES
CUSTOM MEASURES
APPLICATION REVIEW
FORM7
VFDs
Compressed Air
High Volume, Low Speed Fans
HVAC Equipment
Refrigeration
Commercial Cooking
Water Heating
FORM7
FORM7
Standard Measure List and Incentives
CLICK HERE to update install status.

## M04-S05
[13 empty] | Total Incentive |  |  | Application Status |  | Progress
[13 empty] | --- |  |  | Enter Measures |  | 0%
[20 empty] | Project # | 0
VFDs Summary
|  |  |  | Section Incentive |  | Section Cost |  |  | Section kWh Saving
|  |  |  | 0 |  | 0 |  |  | 0 | [10 empty] | CLICK HERE to update install status.
0
| Standard Measure | Inefficient Equipment Description or Condition |  |  | Number of Drives | Motor HP per Unit |  | Efficient Brand and Model |  | Installed Location | Total Costs |  |  | Incentive Rate | Estimated kWh Savings |  | Total Measure Incentive |  |  | Measure Cost | kW Savings | Capped | Eligible Bonus | Actual Bonus | Original Incentive | $/kWh | Increm. Cost
[11 empty] | Material | Labor
1 | [16 empty] | Update Install Status | [5 empty] | 0 | Update Install Status | Update Install Status
2 | [16 empty] | Update Install Status | [5 empty] | 0 | Update Install Status | Update Install Status
3 | [16 empty] | Update Install Status | [5 empty] | 0 | Update Install Status | Update Install Status
4 | [16 empty] | Update Install Status | [5 empty] | 0 | Update Install Status | Update Install Status
5 | [16 empty] | Update Install Status | [5 empty] | 0 | Update Install Status | Update Install Status
6 | [16 empty] | Update Install Status | [5 empty] | 0 | Update Install Status | Update Install Status
7 | [16 empty] | Update Install Status | [5 empty] | 0 | Update Install Status | Update Install Status
8 | [16 empty] | Update Install Status | [5 empty] | 0 | Update Install Status | Update Install Status
9 | [16 empty] | Update Install Status | [5 empty] | 0 | Update Install Status | Update Install Status
10 | [16 empty] | Update Install Status | [5 empty] | 0 | Update Install Status | Update Install Status
11
12
13
14
15
16
17
18
19
20
21
22
23
24
25
26
27
28
29
30
31
32
33
34
35
36
37
38
39
40
41
42
43
44
45
46
47
48
49
50
51
52
53
54
55
56
57
58
59
60
61
62
63
64
65
66
67
68
69
70
71
72
73
74
75
76
77
78
79
80
81
82
83
84
85
86
87
88
89
90
91
92
Ameren Missouri BizSavers Program | [19 empty] | 0 |  |  | 0 | 0 | 0 |  | 0
Toll-Free 866-941-7299
info@bizsavers.ameren.com | [6 empty] | Custom and Standard v9.0.2 | [11 empty] | Product of TRC Companies
New Load - LPD-Exempt Baseline
START
PROJECT INFORMATION
LIGHTING MEASURES
STANDARD MEASURES
CUSTOM MEASURES
APPLICATION REVIEW
FORM7
VFDs
Compressed Air
High Volume, Low Speed Fans
HVAC Equipment
Refrigeration
Commercial Cooking
Water Heating
FORM7
FORM7
Standard Measure List and Incentives
CLICK HERE to update install status.

## M04-S06
[12 empty] | Total Incentive |  |  | Application Status |  | Progress
[12 empty] | --- |  |  | Enter Measures |  | 0%
[19 empty] | Project # | 0
|  |  | Compressed Air Summary | [20 empty] | #N/A
#N/A
|  |  |  | Section Incentive | Section Cost |  |  | Section kWh Saving
|  |  |  | 0 | 0 |  |  | 0 | [10 empty] | CLICK HERE to update install status.
0
| Standard Measure | Inefficient Equipment Description |  |  | Number Installed |  | Efficient Brand and Model |  | Installed Location | Total Costs |  |  | Incentive Rate | Estimated kWh Savings |  | Total Measure Incentive |  |  | Measure Cost | kW Savings | Capped | $/kWh | Increm. Cost
[10 empty] | Material | Labor
1 | [15 empty] | Update Install Status
2 | [15 empty] | Update Install Status
3 | [15 empty] | Update Install Status
4 | [15 empty] | Update Install Status
5 | [15 empty] | Update Install Status
6 | [15 empty] | Update Install Status
7 | [15 empty] | Update Install Status
8 | [15 empty] | Update Install Status
9 | [15 empty] | Update Install Status
10 | [15 empty] | Update Install Status
11
12
13
14
15
16
17
18
19
20
21
22
23
24
25
26
27
28
29
30
31
32
33
34
35
36
37
38
39
40
41
42
43
44
45
46
47
48
49
50
51
52
53
54
55
56
57
58
59
60
61
62
63
64
65
66
67
68
69
70
71
72
73
74
75
76
77
78
79
80
81
82
83
84
85
86
87
88
89
90
91
92
Ameren Missouri BizSavers Program | [18 empty] | 0 | 0 |  |  | 0
Toll-Free 866-941-7299
info@bizsavers.ameren.com | [5 empty] | Custom and Standard v9.0.2 | [11 empty] | Product of TRC Companies
New Load - LPD-Exempt Baseline
START
PROJECT INFORMATION
LIGHTING MEASURES
STANDARD MEASURES
CUSTOM MEASURES
APPLICATION REVIEW
FORM7
High Volume, Low Speed Fans
Compressed Air
VFDs
HVAC Equipment
Refrigeration
Commercial Cooking
Water Heating
FORM7
FORM7
Standard Measure List and Incentives
CLICK HERE to update install status.

## M04-S07
[13 empty] | Total Incentive |  |  | Application Status |  | Progress
[13 empty] | --- |  |  | Enter Measures |  | 0%
[20 empty] | Project # | 0
High Volume, Low Speed Fans Summary
|  |  |  | Section Incentive |  | Section Cost |  |  | Section kWh Saving
|  |  |  | 0 |  | 0 |  |  | 0 | [10 empty] | CLICK HERE to update install status.
0
| Standard Measure | Inefficient Equipment Description or Condition |  |  | Unit of Measure | Quantity |  | Efficient Brand and Model |  | Installed Location | Total Costs |  |  | Incentive Rate | Estimated kWh Savings |  | Total Measure Incentive |  |  | Actual Cost | kW Savings | Capped | Eligible Bonus | Actual Bonus | Original Incentive | $/kWh | Increm. Cost
[11 empty] | Material | Labor
1 | [16 empty] | Update Install Status | [5 empty] | 0 | Update Install Status | Update Install Status
2 | [16 empty] | Update Install Status | [5 empty] | 0 | Update Install Status | Update Install Status
3 | [16 empty] | Update Install Status | [5 empty] | 0 | Update Install Status | Update Install Status
4 | [16 empty] | Update Install Status | [5 empty] | 0 | Update Install Status | Update Install Status
5 | [16 empty] | Update Install Status | [5 empty] | 0 | Update Install Status | Update Install Status
6 | [16 empty] | Update Install Status | [5 empty] | 0 | Update Install Status | Update Install Status
7 | [16 empty] | Update Install Status | [5 empty] | 0 | Update Install Status | Update Install Status
8 | [16 empty] | Update Install Status | [5 empty] | 0 | Update Install Status | Update Install Status
9 | [16 empty] | Update Install Status | [5 empty] | 0 | Update Install Status | Update Install Status
10 | [16 empty] | Update Install Status | [5 empty] | 0 | Update Install Status | Update Install Status
11
12
13
14
15
16
17
18
19
20
21
22
23
24
25
26
27
28
29
30
31
32
33
34
35
36
37
38
39
40
41
42
43
44
45
46
47
48
49
50
51
52
53
54
55
56
57
58
59
60
61
62
63
64
65
66
67
68
69
70
71
72
73
74
75
76
77
78
79
80
81
82
83
84
85
86
87
88
89
90
91
92
Ameren Missouri BizSavers Program | [19 empty] | 0 | 0 |  | 0 | 0 | 0 |  | 0
Toll-Free 866-941-7299
info@bizsavers.ameren.com | [6 empty] | Custom and Standard v9.0.2 | [11 empty] | Product of TRC Companies
New Load - LPD-Exempt Baseline
START
PROJECT INFORMATION
LIGHTING MEASURES
STANDARD MEASURES
CUSTOM MEASURES
APPLICATION REVIEW
FORM7
High Volume, Low Speed Fans
Compressed Air
VFDs
HVAC Equipment
Refrigeration
Commercial Cooking
Water Heating
FORM7
FORM7
Standard Measure List and Incentives
CLICK HERE to update install status.

## M05-S01
[16 empty] | Total Incentive |  | Application Status |  | Progress
[16 empty] | --- |  | Enter Measures |  | 0%
[22 empty] | Project # | 0
[23 empty] | Standard | Custom | Project
[22 empty] | CB Ratio | NA | NA | NA
HVAC Summary
[22 empty] | Payback | NA | NA | NA
[7 empty] | Section Incentive |  |  | Section Cost |  | Section kWh Savings | [9 empty] | *Assuming 12 year average EUL
[7 empty] | 0 |  |  | 0 |  | 0 | [9 empty] | CLICK HERE to update install status.
[22 empty] | 0 | 0
| Project Type | Measure Type | Equip. Use | Base Equipment Detail |  | Quantity |  | Annual kWh/Unit | New Equipment Detail |  |  | Quantity | Annual kWh/Unit | Total Cost |  | Total Cost | Incentive Result |  | Annual kWh Savings |  |  | CB Ratio | Deemed kW | End Use Factor | EUL | Measure Number | Custom | Incremental | Payback | Status | Cap | Eligible Bonus | Actual Bonus | Original Incentive | $/kWh
[14 empty] | Material | Labor | [15 empty] | Capped
1 | [16 empty] | Update Install Status | [12 empty] | Submit for Review |  | 0 | Update Install Status | Update Install Status
2 | [16 empty] | Update Install Status | [12 empty] | Submit for Review |  | 0 | Update Install Status | Update Install Status
3 | [16 empty] | Update Install Status | [12 empty] | Submit for Review |  | 0 | Update Install Status | Update Install Status
4 | [16 empty] | Update Install Status | [12 empty] | Submit for Review |  | 0 | Update Install Status | Update Install Status
5 | [16 empty] | Update Install Status | [12 empty] | Submit for Review |  | 0 | Update Install Status | Update Install Status
6 | [16 empty] | Update Install Status | [12 empty] | Submit for Review |  | 0 | Update Install Status | Update Install Status
7 | [16 empty] | Update Install Status | [12 empty] | Submit for Review |  | 0 | Update Install Status | Update Install Status
8 | [16 empty] | Update Install Status | [12 empty] | Submit for Review |  | 0 | Update Install Status | Update Install Status
9 | [16 empty] | Update Install Status | [12 empty] | Submit for Review |  | 0 | Update Install Status | Update Install Status
10 | [16 empty] | Update Install Status | [12 empty] | Submit for Review |  | 0 | Update Install Status | Update Install Status
11
12
13
14
15
16
17
18
19
20
21
22
23
24
25
26
27
28
29
30
31
32
33
34
35
36
37
38
39
40
41
42
43
44
45
46
47
48
49
50
51
52
53
54
55
56
57
58
59
60
61
62
63
64
65
66
67
68
69
70
71
72
73
74
75
76
77
78
79
80
81
82
83
84
85
86
87
88
89
90
91
92
Ameren Missouri BizSavers Program | [31 empty] | 0 | 0 | 0
Toll-Free 866-941-7299
info@bizsavers.ameren.com | [10 empty] | Custom and Standard v9.0.2 | [9 empty] | Product of TRC Companies
Compressed Air
START
PROJECT INFORMATION
LIGHTING MEASURES
STANDARD MEASURES
CUSTOM MEASURES
APPLICATION REVIEW
FORM7
HVAC
Lighting Controls
Commercial Cooking / Water Heating
Refrigeration
Miscellaneous
M5S8
FORM7
FORM7
CLICK HERE to update install status.
Motor / VFD / Pump

## M05-S02
[15 empty] | Total Incentive |  | Application Status |  | Progress
[15 empty] | --- |  | Enter Measures |  | 0%
[21 empty] | Project # | 0
[22 empty] | Standard | Custom | Project
[21 empty] | CB Ratio | NA | NA | NA
Lighting Controls Summary
[21 empty] | Payback | NA | NA | NA
[6 empty] | Section Incentive |  |  | Section Cost |  | Section kWh Savings | [9 empty] | *Assuming 12 year average EUL
[6 empty] | 0 |  |  | 0 |  | 0 | [9 empty] | CLICK HERE to update install status.
[21 empty] | 0 | 0
| Project Type | Measure Type | Base Equipment Detail |  | Quantity |  | Annual kWh/Unit | New Equipment Detail |  |  | Quantity | Annual kWh/Unit | Total Cost |  | Total Cost | Incentive Result |  | Annual kWh Savings |  |  | CB Ratio | Deemed kW | End Use Factor | EUL | Measure Number | Custom | Incremental | Payback | Status | Cap | Eligible Bonus | Actual Bonus | Original Incentive | $/kWh
[13 empty] | Material | Labor
1 | [15 empty] | Update Install Status | [12 empty] | Submit for Review |  | 0 | Update Install Status | Update Install Status
2 | [15 empty] | Update Install Status | [12 empty] | Submit for Review |  | 0 | Update Install Status | Update Install Status
3 | [15 empty] | Update Install Status | [12 empty] | Submit for Review |  | 0 | Update Install Status | Update Install Status
4 | [15 empty] | Update Install Status | [12 empty] | Submit for Review |  | 0 | Update Install Status | Update Install Status
5 | [15 empty] | Update Install Status | [12 empty] | Submit for Review |  | 0 | Update Install Status | Update Install Status
6 | [15 empty] | Update Install Status | [12 empty] | Submit for Review |  | 0 | Update Install Status | Update Install Status
7 | [15 empty] | Update Install Status | [12 empty] | Submit for Review |  | 0 | Update Install Status | Update Install Status
8 | [15 empty] | Update Install Status | [12 empty] | Submit for Review |  | 0 | Update Install Status | Update Install Status
9 | [15 empty] | Update Install Status | [12 empty] | Submit for Review |  | 0 | Update Install Status | Update Install Status
10 | [15 empty] | Update Install Status | [12 empty] | Submit for Review |  | 0 | Update Install Status | Update Install Status
11
12
13
14
15
16
17
18
19
20
21
22
23
24
25
26
27
28
29
30
31
32
33
34
35
36
37
38
39
40
41
42
43
44
45
46
47
48
49
50
51
52
53
54
55
56
57
58
59
60
61
62
63
64
65
66
67
68
69
70
71
72
73
74
75
76
77
78
79
80
81
82
83
84
85
86
87
88
89
90
91
92
Ameren Missouri BizSavers Program | [30 empty] | 0 | 0 | 0
Toll-Free 866-941-7299
info@bizsavers.ameren.com | [9 empty] | Custom and Standard v9.0.2 | [9 empty] | Product of TRC Companies
Compressed Air
START
PROJECT INFORMATION
LIGHTING MEASURES
STANDARD MEASURES
CUSTOM MEASURES
APPLICATION REVIEW
FORM7
HVAC
Lighting Controls
Commercial Cooking / Water Heating
Refrigeration
Miscellaneous
M5S8
FORM7
FORM7
CLICK HERE to update install status.
Motor / VFD / Pump

## M05-S04
[15 empty] | Total Incentive |  | Application Status |  | Progress
[15 empty] | --- |  | Enter Measures |  | 0%
[21 empty] | Project # | 0
[22 empty] | Standard | Custom | Project
[21 empty] | CB Ratio | NA | NA | NA
Motor / VFD / Pump Summary
[21 empty] | Payback | NA | NA | NA
[6 empty] | Section Incentive |  |  | Section Cost |  | Section kWh Savings | [9 empty] | *Assuming 12 year average EUL
[6 empty] | 0 |  |  | 0 |  | 0 | [9 empty] | CLICK HERE to update install status.
[21 empty] | 0 | 0
| Project Type | Measure Type | Base Equipment Detail |  | Quantity |  | Annual kWh/Unit | New Equipment Detail |  |  | Quantity | Annual kWh/Unit | Total Cost |  | Total Cost | Incentive Result |  | Annual kWh Savings |  |  | CB Ratio | Deemed kW | End Use Factor | EUL | Measure Number | Custom | Incremental | Payback | Status | Cap | Eligible Bonus | Actual Bonus | Original Incentive | $/kWh
[13 empty] | Material | Labor
1 | [15 empty] | Update Install Status | [12 empty] | Submit for Review |  | 0 | Update Install Status | Update Install Status
2 | [15 empty] | Update Install Status | [12 empty] | Submit for Review |  | 0 | Update Install Status | Update Install Status
3 | [15 empty] | Update Install Status | [12 empty] | Submit for Review |  | 0 | Update Install Status | Update Install Status
4 | [15 empty] | Update Install Status | [12 empty] | Submit for Review |  | 0 | Update Install Status | Update Install Status
5 | [15 empty] | Update Install Status | [12 empty] | Submit for Review |  | 0 | Update Install Status | Update Install Status
6 | [15 empty] | Update Install Status | [12 empty] | Submit for Review |  | 0 | Update Install Status | Update Install Status
7 | [15 empty] | Update Install Status | [12 empty] | Submit for Review |  | 0 | Update Install Status | Update Install Status
8 | [15 empty] | Update Install Status | [12 empty] | Submit for Review |  | 0 | Update Install Status | Update Install Status
9 | [15 empty] | Update Install Status | [12 empty] | Submit for Review |  | 0 | Update Install Status | Update Install Status
10 | [15 empty] | Update Install Status | [12 empty] | Submit for Review |  | 0 | Update Install Status | Update Install Status
11
12
13
14
15
16
17
18
19
20
21
22
23
24
25
26
27
28
29
30
31
32
33
34
35
36
37
38
39
40
41
42
43
44
45
46
47
48
49
50
51
52
53
54
55
56
57
58
59
60
61
62
63
64
65
66
67
68
69
70
71
72
73
74
75
76
77
78
79
80
81
82
83
84
85
86
87
88
89
90
91
92
Ameren Missouri BizSavers Program | [30 empty] | 0 | 0 | 0
Toll-Free 866-941-7299
info@bizsavers.ameren.com | [9 empty] | Custom and Standard v9.0.2 | [9 empty] | Product of TRC Companies
Compressed Air
START
PROJECT INFORMATION
LIGHTING MEASURES
STANDARD MEASURES
CUSTOM MEASURES
APPLICATION REVIEW
FORM7
HVAC
Lighting Controls
Commercial Cooking / Water Heating
Motor / VFD / Pump
Refrigeration
Miscellaneous
M5S8
FORM7
FORM7
CLICK HERE to update install status.

## M05-S03
[15 empty] | Total Incentive |  | Application Status |  | Progress
[15 empty] | --- |  | Enter Measures |  | 0%
[21 empty] | Project # | 0
[22 empty] | Standard | Custom | Project
[21 empty] | CB Ratio | NA | NA | NA
Commercial Cooking / Water Heating Summary
[21 empty] | Payback | NA | NA | NA
[6 empty] | Section Incentive |  |  | Section Cost |  | Section kWh Savings | [9 empty] | *Assuming 12 year average EUL
[6 empty] | 0 |  |  | 0 |  | 0 | [9 empty] | CLICK HERE to update install status.
[21 empty] | 0 | 0
| Project Type | Measure Type | Base Equipment Detail |  | Quantity |  | Annual kWh/Unit | New Equipment Detail |  |  | Quantity | Annual kWh/Unit | Total Cost |  | Total Cost | Incentive Result |  | Annual kWh Savings |  |  | CB Ratio | Deemed kW | End Use Factor | EUL | Measure Number | Custom | Incremental | Payback | Status | Cap | $/kWh
[13 empty] | Material | Labor
1 | [15 empty] | Update Install Status | [12 empty] | Submit for Review
2 | [15 empty] | Update Install Status | [12 empty] | Submit for Review
3 | [15 empty] | Update Install Status | [12 empty] | Submit for Review
4 | [15 empty] | Update Install Status | [12 empty] | Submit for Review
5 | [15 empty] | Update Install Status | [12 empty] | Submit for Review
6 | [15 empty] | Update Install Status | [12 empty] | Submit for Review
7 | [15 empty] | Update Install Status | [12 empty] | Submit for Review
8 | [15 empty] | Update Install Status | [12 empty] | Submit for Review
9 | [15 empty] | Update Install Status | [12 empty] | Submit for Review
10 | [15 empty] | Update Install Status | [12 empty] | Submit for Review
11
12
13
14
15
16
17
18
19
20
21
22
23
24
25
26
27
28
29
30
31
32
33
34
35
36
37
38
39
40
41
42
43
44
45
46
47
48
49
50
51
52
53
54
55
56
57
58
59
60
61
62
63
64
65
66
67
68
69
70
71
72
73
74
75
76
77
78
79
80
81
82
83
84
85
86
87
88
89
90
91
92
Ameren Missouri BizSavers Program
Toll-Free 866-941-7299
info@bizsavers.ameren.com | [9 empty] | Custom and Standard v9.0.2 | [9 empty] | Product of TRC Companies
Compressed Air
START
PROJECT INFORMATION
LIGHTING MEASURES
STANDARD MEASURES
CUSTOM MEASURES
APPLICATION REVIEW
FORM7
HVAC
Lighting Controls
Commercial Cooking / Water Heating
Refrigeration
Miscellaneous
M5S8
FORM7
FORM7
CLICK HERE to update install status.
Motor / VFD / Pump

## M05-S05
[15 empty] | Total Incentive |  | Application Status |  | Progress
[15 empty] | --- |  | Enter Measures |  | 0%
[21 empty] | Project # | 0
[22 empty] | Standard | Custom | Project
[21 empty] | CB Ratio | NA | NA | NA
Compressed Air Summary
[21 empty] | Payback | NA | NA | NA
[6 empty] | Section Incentive |  |  | Section Cost |  | Section kWh Savings | [9 empty] | *Assuming 12 year average EUL
[6 empty] | 0 |  |  | 0 |  | 0 | [9 empty] | CLICK HERE to update install status.
[21 empty] | 0 | 0
| Project Type | Measure Type | Base Equipment Detail |  | Quantity |  | Annual kWh/Unit | New Equipment Detail |  |  | Quantity | Annual kWh/Unit | Total Cost |  | Total Cost | Incentive Result |  | Annual kWh Savings |  |  | CB Ratio | Deemed kW | End Use Factor | EUL | Measure Number | Custom | Incremental | Payback | Status | Cap | $/kWh
[13 empty] | Material | Labor
1 | [15 empty] | Update Install Status | [12 empty] | Submit for Review
2 | [15 empty] | Update Install Status | [12 empty] | Submit for Review
3 | [15 empty] | Update Install Status | [12 empty] | Submit for Review
4 | [15 empty] | Update Install Status | [12 empty] | Submit for Review
5 | [15 empty] | Update Install Status | [12 empty] | Submit for Review
6 | [15 empty] | Update Install Status | [12 empty] | Submit for Review
7 | [15 empty] | Update Install Status | [12 empty] | Submit for Review
8 | [15 empty] | Update Install Status | [12 empty] | Submit for Review
9 | [15 empty] | Update Install Status | [12 empty] | Submit for Review
10 | [15 empty] | Update Install Status | [12 empty] | Submit for Review
11
12
13
14
15
16
17
18
19
20
21
22
23
24
25
26
27
28
29
30
31
32
33
34
35
36
37
38
39
40
41
42
43
44
45
46
47
48
49
50
51
52
53
54
55
56
57
58
59
60
61
62
63
64
65
66
67
68
69
70
71
72
73
74
75
76
77
78
79
80
81
82
83
84
85
86
87
88
89
90
91
92
Ameren Missouri BizSavers Program
Toll-Free 866-941-7299
info@bizsavers.ameren.com | [9 empty] | Custom and Standard v9.0.2 | [9 empty] | Product of TRC Companies
START
PROJECT INFORMATION
LIGHTING MEASURES
STANDARD MEASURES
CUSTOM MEASURES
APPLICATION REVIEW
FORM7
HVAC
Lighting Controls
Commercial Cooking / Water Heating
Compressed Air
Refrigeration
Miscellaneous
M5S8
FORM7
FORM7
CLICK HERE to update install status.
Motor / VFD / Pump

## M05-S06
[15 empty] | Total Incentive |  | Application Status |  | Progress
[15 empty] | --- |  | Enter Measures |  | 0%
[21 empty] | Project # | 0
[22 empty] | Standard | Custom | Project
[21 empty] | CB Ratio | NA | NA | NA
Refrigeration Summary
[21 empty] | Payback | NA | NA | NA
[6 empty] | Section Incentive |  |  | Section Cost |  | Section kWh Savings | [9 empty] | *Assuming 12 year average EUL
[6 empty] | 0 |  |  | 0 |  | 0 | [9 empty] | CLICK HERE to update install status.
[21 empty] | 0 | 0
| Project Type | Measure Type | Base Equipment Detail |  | Quantity |  | Annual kWh/Unit | New Equipment Detail |  |  | Quantity | Annual kWh/Unit | Total Cost |  | Total Cost | Incentive Result |  | Annual kWh Savings |  |  | CB Ratio | Deemed kW | End Use Factor | EUL | Measure Number | Custom | Incremental | Payback | Status | Cap | $/kWh
[13 empty] | Material | Labor
1 | [15 empty] | Update Install Status | [12 empty] | Submit for Review
2 | [15 empty] | Update Install Status | [12 empty] | Submit for Review
3 | [15 empty] | Update Install Status | [12 empty] | Submit for Review
4 | [15 empty] | Update Install Status | [12 empty] | Submit for Review
5 | [15 empty] | Update Install Status | [12 empty] | Submit for Review
6 | [15 empty] | Update Install Status | [12 empty] | Submit for Review
7 | [15 empty] | Update Install Status | [12 empty] | Submit for Review
8 | [15 empty] | Update Install Status | [12 empty] | Submit for Review
9 | [15 empty] | Update Install Status | [12 empty] | Submit for Review
10 | [15 empty] | Update Install Status | [12 empty] | Submit for Review
11
12
13
14
15
16
17
18
19
20
21
22
23
24
25
26
27
28
29
30
31
32
33
34
35
36
37
38
39
40
41
42
43
44
45
46
47
48
49
50
51
52
53
54
55
56
57
58
59
60
61
62
63
64
65
66
67
68
69
70
71
72
73
74
75
76
77
78
79
80
81
82
83
84
85
86
87
88
89
90
91
92
Ameren Missouri BizSavers Program
Toll-Free 866-941-7299
info@bizsavers.ameren.com | [9 empty] | Custom and Standard v9.0.2 | [9 empty] | Product of TRC Companies
Compressed Air
START
PROJECT INFORMATION
LIGHTING MEASURES
STANDARD MEASURES
CUSTOM MEASURES
APPLICATION REVIEW
FORM7
HVAC
Lighting Controls
Commercial Cooking / Water Heating
Refrigeration
Miscellaneous
M5S8
FORM7
FORM7
CLICK HERE to update install status.
Motor / VFD / Pump

## M05-S07
[15 empty] | Total Incentive |  | Application Status |  | Progress
[15 empty] | --- |  | Enter Measures |  | 0%
[21 empty] | Project # | 0
[22 empty] | Standard | Custom | Project
[21 empty] | CB Ratio | NA | NA | NA
Miscellaneous Summary
[21 empty] | Payback | NA | NA | NA
[9 empty] | Section Cost |  | Section kWh Savings | [9 empty] | *Assuming 12 year average EUL
[6 empty] | 0 |  |  | 0 |  | 0 | [9 empty] | CLICK HERE to update install status.
[21 empty] | 0 | 0
| Project Type | Measure Type | Base Equipment Detail |  | Quantity |  | Annual kWh/Unit | New Equipment Detail |  |  | Quantity | Annual kWh/Unit | Total Cost |  | Total Cost | Incentive Result |  | Annual kWh Savings |  |  | CB Ratio | Deemed kW | End Use Factor | EUL | Measure Number | Custom | Incremental | Payback | Status | Cap | $/kWh
[13 empty] | Material | Labor
1 | [15 empty] | Update Install Status | [12 empty] | Submit for Review
2 | [15 empty] | Update Install Status | [12 empty] | Submit for Review
3 | [15 empty] | Update Install Status | [12 empty] | Submit for Review
4 | [15 empty] | Update Install Status | [12 empty] | Submit for Review
5 | [15 empty] | Update Install Status | [12 empty] | Submit for Review
6 | [15 empty] | Update Install Status | [12 empty] | Submit for Review
7 | [15 empty] | Update Install Status | [12 empty] | Submit for Review
8 | [15 empty] | Update Install Status | [12 empty] | Submit for Review
9 | [15 empty] | Update Install Status | [12 empty] | Submit for Review
10 | [15 empty] | Update Install Status | [12 empty] | Submit for Review
11
12
13
14
15
16
17
18
19
20
21
22
23
24
25
26
27
28
29
30
31
32
33
34
35
36
37
38
39
40
41
42
43
44
45
46
47
48
49
50
51
52
53
54
55
56
57
58
59
60
61
62
63
64
65
66
67
68
69
70
71
72
73
74
75
76
77
78
79
80
81
82
83
84
85
86
87
88
89
90
91
92
Ameren Missouri BizSavers Program
Toll-Free 866-941-7299
info@bizsavers.ameren.com | [9 empty] | Custom and Standard v9.0.2 | [9 empty] | Product of TRC Companies
Compressed Air
START
PROJECT INFORMATION
LIGHTING MEASURES
STANDARD MEASURES
CUSTOM MEASURES
APPLICATION REVIEW
FORM7
HVAC
Lighting Controls
Commercial Cooking / Water Heating
Refrigeration
Miscellaneous
M5S8
FORM7
FORM7
CLICK HERE to update install status.
Motor / VFD / Pump

## M06-S01
[13 empty] | Total Incentive | Application Status | Progress
[13 empty] | --- | Enter Measures | 0%
Project Summary
To print this report go to File -> Print. Under "Printer" select your local printer to print a paper copy or select your default PDF application to save a digital copy.
Energy Savings Report
| Contact: | [7 empty] | Vendor Company:
| Site Address: | [7 empty] | Vendor Contact:
[5 empty] | MO |  |  |  | Address:
Contact Phone:
| Contact Email: | [7 empty] | Contact Phone:
Contact Email:
|  | Over 5 years you could save | [8 empty] | 0
Project Summary
|  | --- | [7 empty] | 0
|  | Estimated Incentive | [7 empty] | Annual Cost Savings
|  |  |  | Without Incentive |  |  |  |  | With Incentive
|  | Project Cost |  | 0 |  |  |  |  | 0
|  | 1st Year ROI |  | 0% |  |  |  |  | 0%
|  | Payback |  | 0 |  |  |  |  | 0
[17 empty] | metric tons CO2/kWh | 0.00082639
https://www.eia.gov/tools/faqs/faq.php?id=74&t=11
[17 empty] | metric tons C02E/vehicle/year | 4.71
| Saving | [15 empty] | metric tons CO2/home/month. | 0.47783
[17 empty] | metric tons CO2E/ton of waste recycled instead of landfilled | 2.87
| 0 | [15 empty] | https://www.epa.gov/energy/greenhouse-gases-equivalencies-calculator-calculations-and-references
is equivalent to…
0
metric tons of CO2
|  |  | 0 |  |  |  | 0 |  |  |  |  | 0
|  |  | vehicles removed from |  |  |  | homes powered |  |  |  |  | tons of waste recycled
|  |  | the road for one year |  |  |  | for one month |  |  |  |  | instead of landfilled
Financing Estimator
Talk to your TA to see if they offer financing options or go to www.tradeallynetwork.com and search for a dedicated financing trade ally.
| Loan Amount ($) |  |  |  |  | Annual Interest Rate (%) |  |  |  |  | Loan Term (months)
| Monthly Payment |  |  |  |  | Total Interest Paid |  |  |  |  | Total Financed Cost
| 0 |  |  |  |  | 0 |  |  |  |  | 0
These estimates are for illustrative and educational purposes only and do not represent a financing offer.
Ameren Missouri’s BizSavers Program • 866.941.7299 • info@bizsavers.ameren.com • AmerenMissouri.com/BizSavers
Ameren Missouri BizSavers Program
Toll-Free 866-941-7299
info@bizsavers.ameren.com | [7 empty] | Custom and Standard v9.0.2 | [7 empty] | Product of TRC Companies
Completion Form
Offer Form
Refrigeration
Miscellaneous
Commercial Cooking / Water Heating
M5S8
START
PROJECT INFORMATION
LIGHTING MEASURES
STANDARD MEASURES
CUSTOM MEASURES
APPLICATION REVIEW
FORM7
Project Summary
Submit Application
FORM7
FORM7
CLICK HERE to see cost and savings graphed

## M06-S01-2
[5 empty] | Total Incentive | Application Status | Progress
[5 empty] | --- | Enter Measures | 0%
Payback Summary
|  |  | To print this graph go to File -> Print. Under "Printer" select your local printer to print a paper copy or select your default PDF application to save a digital copy. | [6 empty] | Year 1 | Year 2 | Year 3 | Year 4 | Year 5
[9 empty] | Cumulative Cost | 0 | 0 | 0 | 0 | 0
[9 empty] | Cumulative Savings | 0 | 0 | 0 | 0 | 0
Total Project Cost - No Incentive
0
Total Project Cost - With Incentive
0
Total Estimated Incentive
---
Estimated Annual Bill Savings
0
First Year ROI- With Incentive
0%
Estimated Simple Payback- With Incentive
0
Ameren Missouri BizSavers Program
Toll-Free 866-941-7299
info@bizsavers.ameren.com |  |  |  | Custom and Standard v9.0.2 |  |  |  | Product of TRC Companies
Offer Form
Completion Form
Refrigeration
Miscellaneous
Commercial Cooking / Water Heating
M5S8
START
PROJECT INFORMATION
LIGHTING MEASURES
STANDARD MEASURES
CUSTOM MEASURES
APPLICATION REVIEW
FORM7
Project Summary
Submit Application
FORM7
FORM7
Back to Project Summary

## M06-S02
[10 empty] | Total Incentive | Application Status | Progress
[10 empty] | --- | Enter Measures | 0%
Submit Application
Please review application information and proceed with submission.
| 1. Application Completion Progress Checklist |  |  |  | 2. Application Submittal Attachment Steps |  |  | 3. Submittal and Next Steps
| a. | Read and Accept Program Terms and Conditions |  | Incomplete | a. | Save this application with an unique file name. |  | a. | Once you are ready to submit, please attach your completed application and supporting documentation to an email and send it to: info@bizsavers.ameren.com
[5 empty] | b. | Gather all required documents to submit, such as
| b. | Company and Site Information |  | Incomplete |  | • Specification sheets of all new equipment (required) |  | b. | Once your application has been emailed you can expect to see a confirmation email within five business days. If you applied for a custom incentive you will receive an offer or request for additional information.
• Payee Company's W-9
| c. | Trade Ally/Vendor Information |  | Incomplete |  | • Tax exempt letter (if applicable)
• Additional project assumption documents (if applicable)
| d. | Payment Information |  | Incomplete |  | • Calculation or model output (if applicable)
[6 empty] | • Material and labor invoices (required after installation) |  | c. | As part of our commitment to achieve realized savings, all projects are subject to random inspections. If you receive a visit from one of our inspectors they will refer to this project, ask a couple of questions, and perform a verification.
| e. | Qualifying Standard or Custom Measure(s) Entered |  | Incomplete
[5 empty] | c. | Submit this Excel application and related documents as email attachments.
[8 empty] | d. | Please feel free to contact us with any questions about this project or any other project. (Reference our contact information below).
Toll Free 866-941-7299
info@bizsavers.ameren.com
Click on underlined links above to jump to section.
Ameren Missouri BizSavers Program
Toll-Free 866-941-7299
info@bizsavers.ameren.com | [6 empty] | Custom and Standard v9.0.2 | [5 empty] | Product of TRC Companies
Completion Form
Offer Form
Refrigeration
Miscellaneous
Commercial Cooking / Water Heating
M5S8
START
PROJECT INFORMATION
LIGHTING MEASURES
STANDARD MEASURES
CUSTOM MEASURES
APPLICATION REVIEW
FORM7
Project Summary
Submit Application
FORM7
FORM7

## M06-S04 (hidden)
[13 empty] | Total Incentive | Application Status | Progress
[13 empty] | --- | Enter Measures | 0%
Offer Form
Please review the Offer Form below. If you have any questions, please contact us.
Custom Incentive Offer for
|  |  | Applicant Information |  | Project Number |  |  |  | Company Address |  | Project Site Address
[5 empty] | 0 |  |  |  | 0
0
[9 empty] | , |  | , MO
[5 empty] | Project Name ID |  |  |  | Survey Contact |  | Technical Contact
0
0
0
|  |  | Trade Ally/ Vendor Information |  | Company |  |  |  | Contact |  | Address
[5 empty] | 0 | [5 empty] | 0
[9 empty] | 0 |  | ,
0
Energy Efficiency Incentive Offer
|  |  | Program Type |  | Energy Savings kWh |  |  |  | Estimated Measure Costs |  | Incentive Offer
|  |  | Standard |  | 0 |  |  |  | 0 |  | 0
|  |  | Custom |  | 0 |  |  |  | 0 |  | 0
|  |  | Total |  | 0 |  |  |  | 0 |  | 0
BizSavers Program Approval
|  |  |  | Approving Engineer |  |  |  | Signature |  |  |  | Date
|  |  |  | Frederick M. Schreiber |  |  |  | Frederick M. Schreiber
Completion Date on File
<RECFR Date>
Is this date still accurate? If not, please provide an updated completion date and return to info@bizsavers.ameren.com
Enter estimated completion date
or contact an Ameren Missouri BizSavers representative at 1-866-941-7299
More Projects Planned?
Contact the BizSavers program to discuss how you can save!
|  |  | 866-941-7299 |  |  |  | info@bizsavers.ameren.com |  |  | AmerenMissouri.com/BizSavers
0
a) If the Customer does not complete the installation of the measures and submit all the required completion paperwork within 12 months from the date the incentive offer was signed by the applicant, or by December 31st, 2023 (whichever is soonest), Ameren Missouri may cancel this Application without liability of any kind. c) A Customer who fails to advise Ameren Missouri that a project is complete, or who fails to provide required post-installation documentation as described elsewhere in the Terms and Conditions within 180 days of project installation or by December 31st, 2023 may be denied incentive payment. Accepting this offer acknowledges that this application includes the entire efficiency project scope and estimated total project cost including both materials and labor for this site. I have reviewed all measures included in this application and agree to the incentive amount. Details of this Program, including incentive levels and availability, and measure eligibility are subject to change. This offer is contingent upon completion of other projects' actual savings associated with the cycle cap. Total incentives across all programs shall be capped at $5,000,000 per customer per this cycle extending from March 1, 2019 through December 31, 2023.
Ameren Missouri’s BizSavers Program • 866.941.7299 • info@bizsavers.ameren.com • AmerenMissouri.com/BizSavers
Toll-Free 866-941-7299
info@bizsavers.ameren.com | [8 empty] | Custom and Standard v9.0.2 | [6 empty] | Product of TRC Companies
Completion Form
Refrigeration
Miscellaneous
Commercial Cooking / Water Heating
M5S8
START
PROJECT INFORMATION
LIGHTING MEASURES
STANDARD MEASURES
CUSTOM MEASURES
APPLICATION REVIEW
FORM7
Project Summary
Submit Application
Offer Form
FORM7
FORM7

## M06-S05 (hidden)
[15 empty] | Total Incentive | Application Status | Progress
[15 empty] | --- | Enter Measures | 0%
Completion Form
Please review the Completion Form for accuracy. If there have been adjustments to the project, please click on the associated tab name highlighted in blue in steps 1 and 2 below.
Custom Incentive Completion for
|  |  | Applicant Information |  |  | Project Number |  | Company Address | [5 empty] | Project Site Address
[6 empty] | 0 |  | 0
0
[8 empty] | , | [5 empty] | , MO
[6 empty] | Project Name ID |  | Company Contact | [5 empty] | Technical Contact
0
0
0
|  |  | Trade Ally / Vendor Information |  |  | Company |  | Contact | [5 empty] | Address
[6 empty] | 0 | [7 empty] | 0
[8 empty] | 0 | [5 empty] | ,
0
Energy Efficiency Incentive
|  |  | Program Type |  |  | Electricity Savings kWh |  | Estimated Measure Costs | [5 empty] | Incentive Offer
|  |  | Standard |  |  | 0 |  | 0 | [5 empty] | 0
|  |  | Custom |  |  | 0 |  | 0 | [5 empty] | 0
|  |  | Total |  |  | 0 |  | 0 | [5 empty] | 0
|  |  | 1. Update Installed Measures | [6 empty] | 3. Customer Signature
|  | Verify the above Measures Summary is accurate. Has your energy efficiency project scope changed from the original plan? If so, please navigate back to the Custom & Standard Measure Input tabs to review and update the measures, quantities, and costs associated with each line item. | [7 empty] | sign here
date here
Sign and date here. We encourage electronic submission. A typewritten signature is acceptable and will have the same effect as a pen signature.
2. Review Payee Information
Is the following payment information correct? If not, change your selection in the Payee tab.
4. Submit Labor and Equipment Invoices
|  |  | Payment Type |  | 0
Payment To
Please submit this signed document in Excel format along with invoices for labor and equipment to info@bizsavers.ameren.com for final review.
,
|  |  | Tax ID |  | - | [5 empty] | Completed and Signed Custom Completion Form
|  |  | Tax Status |  | 0 | [5 empty] | Itemized project invoices (including equipment and labor costs)
Are you interested in a check presentation?
The BizSavers Program offers the option for a team member to present a jumbo check to your business after completion of your project.
|  |  |  | Yes, I am interested in a check presentation with the BizSavers team | [7 empty] | No, I am not interested in a check presentation
More Projects Planned?
Contact the BizSavers program to discuss how you can save!
|  |  | 866-941-7299 |  |  |  | info@bizsavers.ameren.com | [5 empty] | AmerenMissouri.com/BizSavers
0
By signing above, I hereby certify that this application includes the entire efficiency project scope and estimated total project cost including both materials and labor for this site. Details of this Program, including incentive levels and availability, and measure eligibility are subject to change. Ameren Missouri reserves the right to adjust and/or negotiate the incentive amount based on its independent assessment of appropriate savings or cost estimates or if the quantity and/or cost of EEMs actually installed by the Customer differ from that stated in the application. If the "Payee" above is a third party, then I am authorizing this payment of my incentive to the third party (“Payee”) named below and I understand that I will not be receiving the incentive check from Ameren Missouri. I also understand that my release of the payment to the third party does not exempt me from the incentive requirements outlined in this application. Incentives are taxable if greater than $600 for business customers, and will be reported to the IRS unless you are exempt. Ameren Missouri will report your incentives as income to you on the IRS Form 1099 unless you have checked “Corporation" or “Exempt” tax status above. You are urged to consult your tax advisor concerning the taxability of incentives. Ameren Missouri is not responsible for any taxes that may be imposed on your business as a result of receipt of this incentive.
Ameren Missouri’s BizSavers Program • 866.941.7299 • info@bizsavers.ameren.com • AmerenMissouri.com/BizSavers
Page 1 of 1
Ameren Missouri BizSavers Program
Toll-Free 866-941-7299
info@bizsavers.ameren.com | [7 empty] | Custom and Standard v9.0.2 | [9 empty] | Product of TRC Companies
Offer Form
Refrigeration
Miscellaneous
Commercial Cooking / Water Heating
M5S8
START
PROJECT INFORMATION
LIGHTING MEASURES
STANDARD MEASURES
CUSTOM MEASURES
APPLICATION REVIEW
FORM7
Project Summary
Submit Application
Completion Form
EDIT
EDIT
FORM7
FORM7

## M06-S07 (hidden)
[11 empty] | Total Incentive |  | Application Status |  |  | Progress
[11 empty] | --- |  | Enter Measures |  |  | 0%
Summary Form
| Project Summary |  |  |  |  | Application Progress |  |  |  | Application Info
| Account Name |  | 0 |  |  | T&C/ Signatory | Incomplete |  |  | ID #/ Cust. Subm.
| Account # |  | 0 | 0 |  | Company and Site | Incomplete |  |  | Impl. Specialist
|  |  | 0 | 0 |  | Trade Ally | Incomplete |  |  | Engineer
| Installer |  | 0 |  |  | Payment | Incomplete |  |  | Status/ Lighting Inc.
| Program |  | Custom/Standard |  |  | Measures | Incomplete |  |  | Review Date
| App Version |  | Custom and Standard v9.0.2 |  |  | Std End / RECFR |  |  | 0 | Bus. Devel. Lead
| Company Information |  |  |  |  | Technical and Survey Contacts |  |  |  | Trade Ally Contact / Contractor Contact
| Company Name |  |  |  |  | Technical Contact |  |  |  | Company Name
| Company Address |  |  |  |  | Title |  |  |  | Contact Name
| City, State, Zip |  |  |  | 0 | Phone | 0 |  |  | Title
| Phone |  | 0 |  |  | Email | 0 |  |  | Phone 1/Phone 2 |  | 0 |  | 0
| Diversity Type |  | 0 | [6 empty] | Email |  | 0
| Issued Org. |  | 0 |  |  | Survey Contact |  |  |  | Company Address
| Cert. Number |  | 0 |  |  | Title |  |  |  | City, State, Zip |  |  |  |  | 0
| Issued / Exp. Date |  | 0 | 0 |  | Phone |  |  |  | Diversity Type |  | 0
[6 empty] | Email |  |  |  | Issued Org. |  | 0
[10 empty] | Cert. Number |  | 0
| Rate Class/ Rate |  | 0 | [6 empty] | Issued / Exp. Date |  | 0 |  | 0
| Site Information |  |  |  |  | Payee Information |  |  |  | Project Description
| Project ID/Site Name |  | 0 |  |  | Payee Company |  |  |  | Incentive Total |  | 0
| Site Address |  |  |  |  | Payee Name |  |  |  | Savings kWh |  | 0
| City, State, Zip |  |  | MO |  | Payee Address |  |  |  | Savings kW |  | 0
| Building Type |  | 0 |  |  | City, State, Zip |  |  |  | Units |  | 0
| Sq Ft |  | 0 |  |  | Payee Phone | 0 |  |  | Spillover kWh |  | 0
| Owner/Tenant |  | 0 |  |  | Payee Email | 0 |  |  | Spillover kW |  | 0
| Annual Hrs/Op |  | 0 |  |  | Tax Entity | 0 |  |  | Equipment Cost |  | 0
| Year Built |  | 0 |  |  | Tax ID | - |  |  | Labor Cost |  | 0
| # of Floors |  | 0 |  |  | Bill Credit Acc |  |  |  | Project Cost |  | 0
| Bldg Heat Source |  | 0 |  |  | Payee Type | 0 |  |  | Baseline kWh |  | 0
| Water Heat Source |  | 0 |  |  | Present Check? |  |  |  | Provisional Active
[10 empty] | Provisional kWh |  | 0
[10 empty] | Provisional kW |  | 0
[10 empty] | Provisional Inc. |  | 0
| Notes | [8 empty] | Project Contributor(s)
| 0 | [8 empty] | Organization 1
Contact 1 Name
Title
Phone 1/Phone 2
Email
Address
City, State, Zip
Contact 2 Name
Contact 2 Title
Phone 1/Phone 2
Email
Ameren Missouri BizSavers Program
Toll-Free 866-941-7299
info@bizsavers.ameren.com | [7 empty] | Custom and Standard v9.0.2 | [8 empty] | Product of TRC Companies
Completion Form
Offer Form
Commercial Cooking / Water Heating
M5S8
START
PROJECT INFORMATION
LIGHTING MEASURES
STANDARD MEASURES
CUSTOM MEASURES
APPLICATION REVIEW
FORM7
Project Summary
Submit Application
Inspection Form
Summary Form
FORM7
FORM7